## Contents
Renewable Power Generation Costs in 2022
This publication should be cited as: Citation: IRENA (2023), Renewable Power Generation Costs in 2022, International Renewable Energy Agency, Abu Dhabi.
Contents
Highlights
Executive Summary
1. Latest cost trends
2. Onshore wind
3. Solar PV
4. Offshore wind
5. Concentrating solar power
6. Hydropower
7. Geothermal
8. Bioenergy
Annex I
Operations & Maintenace
This file contains data from the above mentioned report.
Note: Monetary values in this report are expressed in real 2022 USD (that is to say, taking into account inflation) unless explicitly mentioned.
Contact: | costs@irena.org

## Table H.1
Table H.1 Global weighted average total installed cost, capacity factor and LCOE trends by technology, 2010 and 2022
|  | Total installed costs |  |  | Capacity factor |  |  | Levelised cost of electricity
|  | (2021 USD/kW) |  |  | (%) |  |  | (2021 USD/kWh)
|  | 2010 | 2021 | Percent change | 2010 | 2021 | Percent change | 2010 | 2021 | Percent change
| Bioenergy | 2 904 | 2 162 | -26% | 72 | 72 | 1% | 0.082 | 0.061 | -25%
| Geothermal | 2 904 | 3 478 | 20% | 87 | 85 | -2% | 0.053 | 0.056 | 6%
| Hydropower | 1 407 | 2 881 | 105% | 44 | 46 | 4% | 0.042 | 0.061 | 47%
| Solar PV | 5 124 | 876 | -83% | 14 | 17 | 23% | 0.445 | 0.049 | -89%
| CSP | 10 082 | 4 274 | -58% | 30 | 36 | 19% | 0.38 | 0.118 | -69%
| Onshore wind | 2 179 | 1 274 | -42% | 27 | 37 | 35% | 0.107 | 0.033 | -69%
| Offshore wind | 5 217 | 3 461 | -34% | 38 | 42 | 10% | 0.197 | 0.081 | -59%

## Fig S.1
Figure S.1 Change in competitiveness of solar and wind by country based on global weighted average LCOE, 2010-2022
Solar photovoltaic
|  | 2010 | 2022
| 5th percentile | 303% | -57%
| Weighted average | 710% | -29%
| 95th percentile | 912% | 76%
Onshore wind
|  | 2010 | 2022
| 5th percentile | 27% | -68%
| Weighted average | 95% | -52%
| 95th percentile | 170% | -16%
Offshore wind
|  | 2010 | 2022
| 5th percentile | 115% | -16%
| Weighted average | 258% | 17%
| 95th percentile | 486% | 212%
Concentrating solar power
|  | 2010 | 2022
| 5th percentile | 428%
| Weighted average | 591% | 71%
| 95th percentile | 684%

## Fig S.2
Figure S.2 Global fossil fuel cost savings in the electricity sector in 2022 from renewable power added since 2000
| By region | USD billion in savings
| Africa | 18.7
| Asia | 199.2
| Central America and the Carribean | 3.7
| Eurasia | 14.6
| Europe | 175.7
| Middle East | 7.2
| North America | 22.7
| Oceania | 8.1
| South America | 71
By technology
| Biomass | 67.6
| Geothermal | 5
| Hydro | 135.8
| Offshore wind | 35.2
| Onshore wind | 188.8
| Solar photovoltaic | 88.5

## Fig S.3
Figure S.3 Global LCOE from newly commissioned, utility-scale renewable power technologies, 2021-2022
|  | Solar photovoltaic | Offshore wind | Onshore wind | Concentrating solar power | Bioenergy | Geothermal | Hydropower
| Year-on-year percentage change 2021-2022 | -3% | 2% | -5% | -2% | -13% | -22% | 18%

## Fig S.4
Figure S.4 Global LCOE from newly commissioned utility-scale renewable power technologies, 2021 and 2022
| 2022 USD/kWh | Solar photovoltaic |  |  | Biomass
|  | 2010 | 2022 |  | 2010 | 2022
| 5th percentile | 0.222 | 0.03 | 5th percentile | 0.042 | 0.048
| Weighted average | 0.445 | 0.049 | Weighted average | 0.082 | 0.061
| 95th percentile | 0.558 | 0.12 | 95th percentile | 0.153 | 0.125
|  | Onshore wind |  |  | Geothermal
|  | 2010 | 2022 |  | 2010 | 2022
| 5th percentile | 0.0664 | 0.021 | 5th percentile | 0.039 | 0.046
| Weighted average | 0.107 | 0.033 | Weighted average | 0.053 | 0.056
| 95th percentile | 0.1407 | 0.0639 | 95th percentile | 0.081 | 0.122
|  | Offshore wind |  |  | Hydropower
|  | 2010 | 2022 |  | 2010 | 2022
| 5th percentile | 0.1119 | 0.0536 | 5th percentile | 0.022 | 0.023
| Weighted average | 0.197 | 0.081 | Weighted average | 0.042 | 0.061
| 95th percentile | 0.307 | 0.1266 | 95th percentile | 0.093 | 0.166
|  | Concentrating solar power |  | Fossil fuel cost range | 2022 USD/kWh
|  | 2010 | 2022 | Low band | 0.069
| 5th percentile | 0.291 |  | High band | 0.244
| Weighted average | 0.38 | 0.118
| 95th percentile | 0.432

## Fig 1.1
Figure 1.1 Global LCOE from newly commissioned utility-scale renewable power technologies, 2021-2022
|  | Solar photovoltaic | Offshore wind | Onshore wind | Concentrating solar power | Bioenergy | Geothermal | Hydropower
| Year-on-year percentage change 2021-2022 | -3% | 2% | -5% | -2% | -13% | -22% | 18%

## Fig 1.2
Figure 1.2 Global weighted average LCOE from newly commissioned, utility-scale renewable power generation technologies, 2010-2022
| 2022 USD/kWh | Solar photovoltaic |  |  | Biomass
|  | 2010 | 2022 |  | 2010 | 2022
| 5th percentile | 0.222 | 0.03 | 5th percentile | 0.042 | 0.048
| Weighted average | 0.445 | 0.049 | Weighted average | 0.082 | 0.061
| 95th percentile | 0.558 | 0.12 | 95th percentile | 0.153 | 0.125
|  | Onshore wind |  |  | Geothermal
|  | 2010 | 2022 |  | 2010 | 2022
| 5th percentile | 0.0664 | 0.021 | 5th percentile | 0.039 | 0.046
| Weighted average | 0.107 | 0.033 | Weighted average | 0.053 | 0.056
| 95th percentile | 0.1407 | 0.0639 | 95th percentile | 0.081 | 0.122
|  | Offshore wind |  |  | Hydro
|  | 2010 | 2022 |  | 2010 | 2022
| 5th percentile | 0.1119 | 0.0536 | 5th percentile | 0.022 | 0.023
| Weighted average | 0.197 | 0.081 | Weighted average | 0.042 | 0.061
| 95th percentile | 0.307 | 0.1266 | 95th percentile | 0.093 | 0.166
|  | Concentrating solar power |  | Fossil fuel cost range | 2022 USD/kWh
|  | 2010 | 2022 | Low band | 0.069
| 5th percentile | 0.291 |  | High band | 0.244
| Weighted average | 0.38 | 0.118
| 95th percentile | 0.432

## Fig B1.2a
Figure B1.2a Fossil fuel-fired LCOE by fuel/technology and year for 20 countries, 2010-2022
[7 empty] | CCGT | [11 empty] | Coal
[7 empty] | (2022 USD/kWh) | [11 empty] | (2022 USD/kWh)
|  | 2012 | 2013 | 2014 | 2015 | 2016 | 2017 | 2018 | 2019 | 2020 | 2021 | 2022 | 2010 | 2011 | 2012 | 2013 | 2014 | 2015 | 2016 | 2017 | 2018 | 2019 | 2020 | 2021 | 2022
| Argentina | 0.1231 | 0.134 | 0.1197 | 0.0754 | 0.0697 | 0.0713 | 0.1019 | 0.0935 | 0.0681 | 0.1273 | 0.1153 | 0.1036 | 0.1104 | 0.109 | 0.104 | 0.0974 | 0.0943 | 0.092 | 0.0987 | 0.1036 | 0.1019 | 0.0948 | 0.1011 | 0.1299
| Australia | 0.0949 | 0.1051 | 0.0797 | 0.0793 | 0.0966 | 0.1019 | 0.1066 | 0.0987 | 0.0847 | 0.1042 | 0.1456 | 0.1891 | 0.197 | 0.1868 | 0.1819 | 0.1761 | 0.1717 | 0.1738 | 0.1812 | 0.1869 | 0.1766 | 0.1704 | 0.1937 | 0.2558
| Brazil | 0.1443 | 0.1577 | 0.163 | 0.1173 | 0.0944 | 0.0953 | 0.1129 | 0.0855 | 0.0714 | 0.1309 | 0.2175 | 0.0959 | 0.1009 | 0.0999 | 0.0962 | 0.0913 | 0.089 | 0.0873 | 0.0923 | 0.0959 | 0.0946 | 0.0893 | 0.094 | 0.1154
| Canada | 0.0582 | 0.1212 | 0.0705 | 0.0659 | 0.0507 | 0.052 | 0.0562 | 0.0567 | 0.0542 | 0.1052 | 0.1115 | 0.111 | 0.111 | 0.111 | 0.111 | 0.111 | 0.111 | 0.111 | 0.111 | 0.1293 | 0.1289 | 0.1288 | 0.2065 | 0.2047
| China | 0.1194 | 0.1163 | 0.1142 | 0.0988 | 0.0831 | 0.0866 | 0.0971 | 0.0968 | 0.0822 | 0.0979 | 0.121 | 0.0658 | 0.0721 | 0.0637 | 0.0582 | 0.0537 | 0.0485 | 0.047 | 0.0552 | 0.0543 | 0.0516 | 0.0501 | 0.07 | 0.0896
| France | 0.1044 | 0.1096 | 0.0962 | 0.0814 | 0.0648 | 0.0721 | 0.0904 | 0.0751 | 0.0645 | 0.1637 | 0.27 | 0.116 | 0.1242 | 0.1028 | 0.0939 | 0.0933 | 0.0869 | 0.0847 | 0.0935 | 0.1082 | 0.1064 | 0.1027 | 0.1618 | 0.2206
| Germany | 0.1295 | 0.1197 | 0.1136 | 0.0893 | 0.0653 | 0.0751 | 0.096 | 0.0751 | 0.066 | 0.1555 | 0.326 | 0.1278 | 0.1394 | 0.1198 | 0.1051 | 0.1026 | 0.0955 | 0.0903 | 0.1065 | 0.1216 | 0.1243 | 0.1158 | 0.167 | 0.2246
| India | 0.1445 | 0.1465 | 0.1333 | 0.0899 | 0.0805 | 0.0932 | 0.1145 | 0.0804 | 0.0661 | 0.1085 | 0.1714 | 0.0654 | 0.076 | 0.0718 | 0.0615 | 0.0539 | 0.0542 | 0.056 | 0.067 | 0.0691 | 0.0619 | 0.0563 | 0.0776 | 0.0835
| Indonesia | 0.1575 | 0.1511 | 0.1496 | 0.1125 | 0.0868 | 0.0943 | 0.1068 | 0.1048 | 0.0894 | 0.1025 | 0.1426 | 0.0551 | 0.0619 | 0.0601 | 0.0541 | 0.0473 | 0.0516 | 0.0492 | 0.059 | 0.0654 | 0.0478 | 0.0492 | 0.087 | 0.1079
| Italy | 0.1295 | 0.1197 | 0.1136 | 0.0893 | 0.0653 | 0.0751 | 0.096 | 0.0751 | 0.0653 | 0.164 | 0.304 | 0.1095 | 0.1153 | 0.1162 | 0.1003 | 0.0978 | 0.0955 | 0.0856 | 0.087 | 0.108 | 0.1188 | 0.1083 | 0.1422 | 0.1749
| Japan | 0.154 | 0.1467 | 0.1461 | 0.105 | 0.0821 | 0.0893 | 0.1015 | 0.0985 | 0.0845 | 0.0966 | 0.1329 | 0.0813 | 0.0906 | 0.0877 | 0.08 | 0.0747 | 0.0667 | 0.0658 | 0.0744 | 0.0798 | 0.0745 | 0.0657 | 0.0807 | 0.1327
| Malaysia | 0.1381 | 0.1312 | 0.1357 | 0.1087 | 0.0736 | 0.0712 | 0.0752 | 0.0784 | 0.0673 | 0.0595 | 0.0822 | 0.0968 | 0.1051 | 0.0954 | 0.0905 | 0.0856 | 0.0765 | 0.0871 | 0.0799 | 0.0907 | 0.0851 | 0.0786 | 0.0948 | 0.1302
| Mexico | 0.0535 | 0.0609 | 0.0657 | 0.0515 | 0.0503 | 0.0552 | 0.0549 | 0.0494 | 0.0454 | 0.0663 | 0.0692 | 0.0828 | 0.0901 | 0.0889 | 0.0814 | 0.0795 | 0.0753 | 0.0694 | 0.0737 | 0.0771 | 0.0747 | 0.0735 | 0.0858 | 0.1092
| Philippines | 0.1658 | 0.159 | 0.1574 | 0.1181 | 0.091 | 0.0989 | 0.1121 | 0.11 | 0.0937 | 0.1076 | 0.1501 | 0.1036 | 0.1112 | 0.1023 | 0.0978 | 0.0823 | 0.0891 | 0.0831 | 0.0945 | 0.1039 | 0.0884 | 0.1299 | 0.0873 | 0.1474
| Republic of South Korea | 0.1462 | 0.1447 | 0.1533 | 0.1162 | 0.0837 | 0.0902 | 0.1086 | 0.1086 | 0.0919 | 0.1047 | 0.1625 | 0.081 | 0.0871 | 0.0814 | 0.0768 | 0.073 | 0.0738 | 0.0787 | 0.088 | 0.0928 | 0.0892 | 0.0903 | 0.09 | 0.1278
| South Africa | 0.1548 | 0.169 | 0.1747 | 0.1263 | 0.102 | 0.103 | 0.1216 | 0.0926 | 0.0806 | 0.1444 | 0.2364 | 0.0952 | 0.1031 | 0.093 | 0.0874 | 0.0838 | 0.0779 | 0.0804 | 0.0875 | 0.0914 | 0.0815 | 0.085 | 0.1055 | 0.1499
| Türkiye | 0.0622 | 0.0703 | 0.0705 | 0.0621 | 0.0454 | 0.0477 | 0.0526 | 0.0474 | 0.0431 | 0.0489 | 0.173 | 0.0786 | 0.0778 | 0.0849 | 0.0882 | 0.0674 | 0.0667 | 0.0668 | 0.0807 | 0.0905 | 0.0928 | 0.077 | 0.0884 | 0.1142
| United Kingdom | 0.1206 | 0.1277 | 0.0945 | 0.0922 | 0.0659 | 0.0746 | 0.0944 | 0.0774 | 0.0761 | 0.1665 | 0.2648 | 0.1208 | 0.1257 | 0.108 | 0.0912 | 0.0954 | 0.101 | 0.1564 | 0.1578 | 0.1788 | 0.1896 | 0.179 | 0.213 | 0.2353
| United States | 0.0579 | 0.0698 | 0.0714 | 0.0486 | 0.0507 | 0.053 | 0.0506 | 0.0463 | 0.0467 | 0.0628 | 0.0698 | 0.0759 | 0.0855 | 0.0966 | 0.1009 | 0.1211 | 0.117 | 0.1159 | 0.1151 | 0.1147 | 0.1141 | 0.1132 | 0.113 | 0.1148
| Viet Nam | 0.1472 | 0.14 | 0.1447 | 0.1165 | 0.0785 | 0.0773 | 0.0816 | 0.0754 | 0.0666 | 0.0605 | 0.0792 | 0.0687 | 0.0701 | 0.0711 | 0.0626 | 0.0577 | 0.0599 | 0.0618 | 0.0626 | 0.0705 | 0.0698 | 0.055 | 0.082 | 0.1262

## Fig B1.2b
Figure B1.2b Fossil fuel-fired LCOE by fuel/technology and cost component for 12 countries, 2010
|  |  | Cost component | 2022 USD/kWh |  |  | Cost component | 2022 USD/kWh |  |  | Cost component | 2022 USD/kWh
| Australia | CCGT | CO2 |  | Indonesia | CCGT | CO2 |  | South Africa | CCGT | CO2
| Australia | Coal | CO2 |  | Indonesia | Coal | CO2 |  | South Africa | Coal | CO2
| Australia | CCGT | Fuel | 0.028228 | Indonesia | CCGT | Fuel | 0.083249 | South Africa | CCGT | Fuel | 0.059611
| Australia | Coal | Fuel | 0.038407 | Indonesia | Coal | Fuel | 0.030734 | South Africa | Coal | Fuel | 0.038619
| Australia | CCGT | O&M | 0.0088535 | Indonesia | CCGT | O&M | 0.010088 | South Africa | CCGT | O&M | 0.010088
| Australia | Coal | O&M | 0.02267 | Indonesia | Coal | O&M | 0.0062839 | South Africa | Coal | O&M | 0.011671
| Australia | CCGT | Total installed cost | 0.046781 | Indonesia | CCGT | Total installed cost | 0.025303 | South Africa | CCGT | Total installed cost | 0.036471
| Australia | Coal | Total installed cost | 0.12805 | Indonesia | Coal | Total installed cost | 0.018116 | South Africa | Coal | Total installed cost | 0.044906
| Brazil | CCGT | CO2 |  | Malaysia | CCGT | CO2 |  | Türkiye | CCGT | CO2
| Brazil | Coal | CO2 |  | Malaysia | Coal | CO2 |  | Türkiye | Coal | CO2
| Brazil | CCGT | Fuel | 0.056307 | Malaysia | CCGT | Fuel | 0.078917 | Türkiye | CCGT | Fuel | 0.036215
| Brazil | Coal | Fuel | 0.022211 | Malaysia | Coal | Fuel | 0.037425 | Türkiye | Coal | Fuel | 0.03398
| Brazil | CCGT | O&M | 0.010407 | Malaysia | CCGT | O&M | 0.0081472 | Türkiye | CCGT | O&M | 0.0085353
| Brazil | Coal | O&M | 0.019525 | Malaysia | Coal | O&M | 0.014152 | Türkiye | Coal | O&M | 0.013245
| Brazil | CCGT | Total installed cost | 0.031617 | Malaysia | CCGT | Total installed cost | 0.01572 | Türkiye | CCGT | Total installed cost | 0.017858
| Brazil | Coal | Total installed cost | 0.054154 | Malaysia | Coal | Total installed cost | 0.045241 | Türkiye | Coal | Total installed cost | 0.031354
| Germany | CCGT | CO2 | 0.011416 | Philippines | CCGT | CO2 |  | United States | CCGT | CO2
| Germany | Coal | CO2 | 0.023028 | Philippines | Coal | CO2 |  | United States | Coal | CO2
| Germany | CCGT | Fuel | 0.067485 | Philippines | CCGT | Fuel | 0.096651 | United States | CCGT | Fuel | 0.039881
| Germany | Coal | Fuel | 0.047434 | Philippines | Coal | Fuel | 0.036199 | United States | Coal | Fuel | 0.020754
| Germany | CCGT | O&M | 0.0085927 | Philippines | CCGT | O&M | 0.0087826 | United States | CCGT | O&M | 0.0085927
| Germany | Coal | O&M | 0.019525 | Philippines | Coal | O&M | 0.013623 | United States | Coal | O&M | 0.019525
| Germany | CCGT | Total installed cost | 0.020953 | Philippines | CCGT | Total installed cost | 0.019221 | United States | CCGT | Total installed cost | 0.023145
| Germany | Coal | Total installed cost | 0.037773 | Philippines | Coal | Total installed cost | 0.053742 | United States | Coal | Total installed cost | 0.035618
| India | CCGT | CO2 |  | Republic of South Korea | CCGT | CO2 |  | Viet Nam | CCGT | CO2
| India | Coal | CO2 |  | Republic of South Korea | Coal | CO2 |  | Viet Nam | Coal | CO2
| India | CCGT | Fuel | 0.055048 | Republic of South Korea | CCGT | Fuel | 0.088438 | Viet Nam | CCGT | Fuel | 0.082329
| India | Coal | Fuel | 0.0346 | Republic of South Korea | Coal | Fuel | 0.034675 | Viet Nam | Coal | Fuel | 0.039229
| India | CCGT | O&M | 0.010088 | Republic of South Korea | CCGT | O&M | 0.0085353 | Viet Nam | CCGT | O&M | 0.0087826
| India | Coal | O&M | 0.007463 | Republic of South Korea | Coal | O&M | 0.013245 | Viet Nam | Coal | O&M | 0.0076129
| India | CCGT | Total installed cost | 0.020273 | Republic of South Korea | CCGT | Total installed cost | 0.014542 | Viet Nam | CCGT | Total installed cost | 0.019221
| India | Coal | Total installed cost | 0.023323 | Republic of South Korea | Coal | Total installed cost | 0.033037 | Viet Nam | Coal | Total installed cost | 0.021867

## Fig 1.3
Figure 1.3 Global weighted average total installed costs, capacity factors and LCOE from newly commissioned solar PV, onshore wind power and offshore wind power, 2010-2022
| LCOE | 2010 | 2011 | 2012 | 2013 | 2014 | 2015 | 2016 | 2017 | 2018 | 2019 | 2020 | 2021 | 2022
| Solar photovoltaic | 0.445 | 0.332 | 0.248 | 0.191 | 0.172 | 0.129 | 0.113 | 0.089 | 0.075 | 0.066 | 0.059 | 0.051 | 0.049
| Offshore wind | 0.197 | 0.206 | 0.175 | 0.149 | 0.182 | 0.148 | 0.123 | 0.112 | 0.106 | 0.091 | 0.088 | 0.079 | 0.081
| Onshore wind | 0.107 | 0.102 | 0.099 | 0.094 | 0.083 | 0.072 | 0.067 | 0.063 | 0.054 | 0.047 | 0.039 | 0.035 | 0.033
| Capacity factor | 2010 | 2011 | 2012 | 2013 | 2014 | 2015 | 2016 | 2017 | 2018 | 2019 | 2020 | 2021 | 2022
| Solar photovoltaic | 13.8% | 15.3% | 15.1% | 16.4% | 16.6% | 16.5% | 16.7% | 17.6% | 17.9% | 17.5% | 16.1% | 17.2% | 16.9%
| Offshore wind | 37.9% | 38.1% | 39.9% | 45% | 35.1% | 41.9% | 39.7% | 44.7% | 43.1% | 42.5% | 38.6% | 38.8% | 41.6%
| Onshore wind | 27.2% | 27.5% | 28.3% | 27% | 28.9% | 29.1% | 30.4% | 32.4% | 34% | 35.5% | 35.5% | 39.2% | 36.8%
| Total installed costs | 2010 | 2011 | 2012 | 2013 | 2014 | 2015 | 2016 | 2017 | 2018 | 2019 | 2020 | 2021 | 2022
| Solar photovoltaic | 5123.63 | 4391.77 | 3343.29 | 2934.5 | 2651.67 | 2016.3 | 1833.12 | 1585.96 | 1355.13 | 1119.58 | 983.28 | 917.06 | 876.4
| Offshore wind | 5217.08 | 5975.31 | 5288 | 5588.6 | 5884.45 | 5901.51 | 4646.69 | 5249.27 | 5134.22 | 4113.98 | 3483.15 | 3052.42 | 3461.47
| Onshore wind | 2185.71 | 2152.72 | 2212.55 | 2048.33 | 1994.06 | 1839.57 | 1828.84 | 1825.41 | 1740.75 | 1653.1 | 1496.35 | 1418.18 | 1274.19

## Fig 1.4
Figure 1.4 Annual and cumulative savings and generation from new renewable power generation capacity with lower costs than the cheapest fossil fuel-fired option, non-OECD countries, 2010-2021
Note: 'c.' represents data subject to permission of the rights holder
Fossil gas prices (2021 USD/MWh)
|  |  | 2001 | 2002 | 2003 | 2004 | 2005 | 2006 | 2007 | 2008 | 2009 | 2010 | 2011 | 2012 | 2013 | 2014 | 2015 | 2016 | 2017 | 2018 | 2019 | 2020 | 2021 | 2022
|  | Brazil (Import prices) | 2010: 30.8; 2011: 44.8; 2012: 55.8; 2013: 63.2; 2014: 66.1; 2015: 41.1; 2016: 28.6; 2017: 29.1; 2018: 38.7; 2019: 23.7; 2020: 16; 2021: 48.5; 2022: 95.8
|  | Canada (Alberta) | 20.3 | 14.2 | 24.6 | 26.5 | 36.4 | 29.9 | 29.9 | 36.2 | 16.5 | 17.7 | 16.5 | 10.5 | 13.2 | 17.2 | 8.9 | 6.4 | 7.1 | 4.4 | 4.6 | 6.1 | 10.3 | 14.2
|  | China (Import price) | 2010: 27.7; 2011: 36.2; 2012: 44.5; 2013: 42.9; 2014: 41.7; 2015: 33.3; 2016: 24.7; 2017: 26.6; 2018: 32.4; 2019: 32.2; 2020: 24.3; 2021: 31.3; 2022: 43.6
|  | Dutch TTF price | 20.9 | 14.2 | 18.2 | 19.1 | 29.1 | 39.2 | 37.9 | 60 | 40.2 | 34.3 | 43.4 | 48.1 | 44.2 | 40.6 | 28 | 16.5 | 21.4 | 28.8 | 15.9 | 11.2 | 47.3 | 131.2
|  | France (PEG price) | 2010: 27.1; 2011: 39.5; 2012: 37.9; 2013: 41.9; 2014: 34; 2015: 25.8; 2016: 17.5; 2017: 21.3; 2018: 27.8; 2019: 17.1; 2020: 11.2; 2021: 55.2; 2022: 110.2
|  | India (Import price) | 2010: 26.1; 2011: 46.1; 2012: 53.5; 2013: 56.2; 2014: 47.8; 2015: 29.7; 2016: 24.5; 2017: 29.8; 2018: 39.9; 2019: 23.7; 2020: 16.9; 2021: 43.4; 2022: 77
|  | Indonesia (LNG) | 2010: 37.9; 2011: 45.5; 2012: 60.2; 2013: 66.7; 2014: 63.2; 2015: 62.4; 2016: 42.1; 2017: 28.1; 2018: 32.2; 2019: 39; 2020: 37.9; 2021: 29.5; 2022: 36.6
|  | Japan (CIF price) | 2010: 46.4; 2011: 61.3; 2012: 67.2; 2013: 63.1; 2014: 62.6; 2015: 39.5; 2016: 26.3; 2017: 30.4; 2018: 37.3; 2019: 35.6; 2020: 27.7; 2021: 34.5; 2022: 55
|  | Malaysia (domestic price) | 2010: 40.7; 2011: 53.7; 2012: 58.9; 2013: 55.4; 2014: 57.7; 2015: 43.8; 2016: 24.9; 2017: 24.4; 2018: 26.5; 2019: 28.1; 2020: 22.4; 2021: 18.9; 2022: 29.8
|  | Republic of Korea | 2010: 45.6; 2011: 55.8; 2012: 63.5; 2013: 62.7; 2014: 67.6; 2015: 43.8; 2016: 28; 2017: 32.1; 2018: 39.7; 2019: 37.4; 2020: 28.4; 2021: 38.7; 2022: 69.5
|  | U.S. (avg. cost for power) | [7 empty] | 38 | 20.8 | 21.8 | 19.7 | 14.1 | 17.5 | 20 | 12.8 | 11.1 | 12.8 | 13.2 | 10.6 | 8.6 | 18.4 | 22.6
|  | United Kingdom (NBP price) | 2010: 29; 2011: 40.3; 2012: 38.6; 2013: 41.7; 2014: 25; 2015: 24.7; 2016: 18.9; 2017: 22.2; 2018: 28.5; 2019: 17; 2020: 12.7; 2021: 53.7; 2022: 107.5
Coal prices (2021 USD/MWh)
[6 empty] | 2004 | 2005 | 2006 | 2007 | 2008 | 2009 | 2010 | 2011 | 2012 | 2013 | 2014 | 2015 | 2016 | 2017 | 2018 | 2019 | 2020 | 2021 | 2022 | Source used by IRENA (when confidential):
|  | ARA prices | [8 empty] | 12.54 | 16.26 | 21.07 | 15.76 | 13.62 | 12.33 | 9.19 | 9.53 | 13.29 | 14.16 | 9.29 | 7.53 | 17.22 | 38.84
|  | Australia (Newcastle FOB) | [22 empty] | BNEF | bar: 2004 to 2022
|  | China composite price | [22 empty] | BNEF | bar: 2004 to 2022
|  | Colombia export price | [9 empty] | 13.65 | 16.73 | 16.12 | 13.82 | 10.81 | 9.4 | 8.35 | 11.41 | 13.65 | 12.87 | 9.61 | 12.5 | 25.63
|  | German hard coal import |  |  |  | 13.23 | 15.61 | 15.82 | 17.18 | 27.51 | 22.11 | 21.63 | 28 | 23.49 | 18.7 | 16.6 | 13.13 | 12.1 | 19.21 | 20.25 | 17.43 | 13.5 | 19.61 | 40.63
|  | HBA (Indonesia) | [22 empty] | BNEF | bar: 2010 to 2022
|  | India import price | [9 empty] | 15.78 | 19.27 | 15.18 | 13.13 | 11.06 | 9.18 | 10.23 | 12.82 | 14.43 | 10.89 | 8.11 | 16.8 | 20.19
|  | Japan (Australian CIF import cost) | [9 empty] | 19.03 | 23.19 | 21.48 | 18.07 | 15.37 | 11.87 | 11.01 | 14.95 | 17.35 | 15.02 | 11.01 | 17.78 | 41.33
|  | Malaysia import pirce | [9 empty] | 17.07 | 20.84 | 16.42 | 14.2 | 11.96 | 10.36 | 8.66 | 11.09 | 14.29 | 11.61 | 8.77 | 16.14 | 32.31
|  | South Africa (Richards Bay export) | [22 empty] | BNEF | bar: 2010 to 2022
|  | U.S. (avg. cost to power) | [7 empty] | 8.76 | 9.32 | 9.46 | 9.77 | 9.58 | 9.26 | 9.17 | 8.54 | 8.04 | 7.68 | 7.51 | 7.23 | 6.78 | 6.71 | 7.52
|  | Viet Nam import price | [9 empty] | 17.89 | 21.34 | 17.21 | 15.12 | 13.01 | 11.12 | 11.89 | 15.59 | 16.48 | 12.14 | 9.64 | 18.52 | 37.39

## Fig 1.5
Figure 1.5 Annual new utility-scale renewable power generation capacity added at a lower cost than the cheapest fossil fuel-fired option, 2010-2022
GW
|  | 2010 | 2011 | 2012 | 2013 | 2014 | 2015 | 2016 | 2017 | 2018 | 2019 | 2020 | 2021 | 2022
| Bioenergy | 3.72 | 10 | 11.35 | 7.65 | 4.3 | 3.45 | 2.33 | 1.75 | 3.44 | 5.75 | 1.04 | 8.41 | 6.7
CSP
| Geothermal | 0.43 | 0 | 0.02 | 0.26 | 0.46 | 0.61 | 0.16 | 0.63 | 0.56 | 0.63 | 0.2 | 0.18 | 0.22
Competitive | Hydropower | 28.33 | 29.18 | 52.86 | 28.49 | 28.65 | 39.71 | 20.48 | 16.4 | 27.82 | 13.36 | 14.42 | 23.01 | 20.3
| Offshore wind | 0.18 |  | 0.19 | 0.3 |  |  |  | 0.22 | 1.39 | 1.23 | 2.03 | 11.53 | 5.85
| Onshore wind | 1.53 | 10.77 | 13.78 | 12.45 | 12.61 | 14.02 | 9.18 | 33.8 | 40.03 | 43.08 | 89.39 | 57.1 | 58.5
| Solar photovoltaic | 0.29 | 0.04 | 0.49 | 1.26 | 0.57 | 0.65 | 1.78 | 6.63 | 42.17 | 47.02 | 45.94 | 74.08 | 95.92
| Total | 34.48 | 49.99 | 78.69 | 50.41 | 46.59 | 58.44 | 33.93 | 59.43 | 115.41 | 111.07 | 153.02 | 174.31 | 187.49
|  | 2010 | 2011 | 2012 | 2013 | 2014 | 2015 | 2016 | 2017 | 2018 | 2019 | 2020 | 2021 | 2022
| Bioenergy | 1.76 | 0.31 | 2.2 | 2.7 | 2.06 | 1.49 | 2.05 | 0.3 | 0.15 | 0.48 | 3.7 | 0.65 | 0.2
| CSP | 0.34 | 0.47 | 0.92 | 0.97 | 0.98 | 0.26 | 0.26 | 0.1 | 0.85 | 0.54 | 0.1 | 0.11 | 0.05
| Geothermal |  |  | 0.21 | 0.04 | 0.03 | 0.23 | 0.59 | 0.71 | 0.36 | 0.21 | 0.12 | 0.18 | 0.09
Needs support | Hydropower | 2.17 | 1.03 | 5.29 | 1.79 | 5.38 | 3.46 | 9.23 | 3.47 | 3.44 | 2.18 | 7.24 | 2.6 | 1.83
| Offshore wind | 1.26 | 1.05 | 1.36 | 2.49 | 1.14 | 4.15 | 2.24 | 3.86 | 5.54 | 5.43 | 6.14 | 10.77 | 2.41
| Onshore wind | 30.67 | 33.65 | 38.04 | 27.42 | 40.63 | 51.46 | 46.44 | 25.56 | 14.9 | 14.14 | 18.06 | 14.78 | 8.52
| Solar photovoltaic | 4.42 | 8.3 | 29.53 | 56.87 | 23.07 | 32.68 | 50.23 | 64.56 | 15.89 | 22.94 | 28.68 | 21.29 | 16.22
| Total | 40.62 | 44.81 | 77.55 | 92.28 | 73.29 | 93.73 | 111.04 | 98.56 | 41.13 | 45.92 | 64.04 | 50.38 | 29.32

## Fig 1.6
Figure 1.6 Renewable generation and net savings in non-OECD countries from new competitive renewable generation capacity added by year, 2010-2022
TWh from annual new capacity added
|  | 2010 | 2011 | 2012 | 2013 | 2014 | 2015 | 2016 | 2017 | 2018 | 2019 | 2020 | 2021 | 2022 |  | Total
| Bioenergy | 7.1 | 28.3 | 60.2 | 25.6 | 11.8 | 18.3 | 10.1 | 2.4 | 19.2 | 20.6 | 1.3 | 43.7 | 35 |  | 283.6
| Geothermal | 2.2 | 0 | 0 | 0.3 | 2.1 | 2.4 | 1.2 | 3.7 | 3.5 | 2.2 | 0.7 | 0.5 | 1.4 |  | 20.2
| Hydropower | 107.1 | 109.8 | 217 | 124.3 | 119.7 | 175.3 | 97.9 | 64.5 | 107 | 48.7 | 57.2 | 78.6 | 75.8 |  | 1382.9
| Offshore wind | 0 | 0 | 0 | 0 | 0 | 0 | 0 | 0 | 0 | 0 | 0 | 33.3 | 13.4 |  | 46.7
| Onshore wind | 2.2 | 10.4 | 19.5 | 21.3 | 26.6 | 19.4 | 16.7 | 73.3 | 73.8 | 91.6 | 227.8 | 144.6 | 131.7 |  | 858.9
| Solar PV | 0 | 0 | 0 | 0 | 0.1 | 0.7 | 1.4 | 9.9 | 48.5 | 56.1 | 49.5 | 75.3 | 106.1 |  | 347.6
[15 empty] | Grand total | 2939.9
Net savings (2022 USD billion)
|  | 2010 | 2011 | 2012 | 2013 | 2014 | 2015 | 2016 | 2017 | 2018 | 2019 | 2020 | 2021 | 2022 |  | Total
| Bioenergy | 0.114 | 0.49 | 1.173 | 1.058 | 0.731 | 0.393 | 0.145 | 0.027 | 0.251 | 0.031 | 0.012 | 0.752 | 1.775 |  | 6.952
| Geothermal | 0.066 | 0 | 0 | 0.014 | 0.074 | 0.082 | 0.002 | 0.102 | 0.038 | 0.077 | 0.014 | 0.021 | 0.095 |  | 0.585
| Hydropower | 3.499 | 4.304 | 7.206 | 5.831 | 4.872 | 6.897 | 2.727 | 2.011 | 5.168 | 1.933 | 1.077 | 2.788 | 4.275 |  | 52.588
| Offshore wind | 0 | 0 | 0 | 0 | 0 | 0 | 0 | 0 | 0 | 0 | 0 | 0.155 | 0.331 |  | 0.486
| Onshore wind | 0.01 | 0.091 | 0.466 | 0.756 | 1.663 | 0.918 | 0.446 | 1.175 | 1.644 | 1.959 | 4.072 | 8.288 | 9.915 |  | 31.403
| Solar PV | 0 | 0 | 0 | 0 | 0.007 | 0.007 | 0.016 | 0.06 | 0.503 | 0.763 | 0.66 | 3.435 | 6.505 |  | 11.956
[15 empty] | Grand total | 103.97

## Fig 1.7 and Fig 1.9
Figure 1.7 Fuel-only generation costs for coal and fossil gas for 2022 relative to the LCOE of new solar PV, onshore and offshore wind power projects commissioned in 2021, by country
Note: The competitiveness metric is the RE LCOE minus the fossil fuel LCOE. Underlying data provided for transparency. Blank entries, represents either a) an absence of deployment, or b) insufficient cost data to make a robust LCOE estimate
|  |  | Argentina | Australia | Brazil | Canada | China | France | Germany | India | Indonesia | Italy | Japan | Mexico | Philippines | Republic of Korea | South Africa | Türkiye | United Kingdom | United States | Viet Nam | Malaysia
| Onshore wind | 2010 | 0.15169 | 0.1364 | 0.1161 | 0.1174 | 0.0874 | 0.1416 | 0.1493 | 0.0963 |  | 0.1432 | 0.1788 | 0.1041 |  | 0.1343 |  | 0.135 | 0.1079 | 0.1083 | 0.14581
| Onshore wind | 2011 | 0.12256 | 0.117 | 0.0938 | 0.1037 | 0.0825 | 0.1249 | 0.1427 | 0.0879 |  | 0.1648 | 0.1553 | 0.0897 |  | 0.1266 |  | 0.0999 | 0.1108 | 0.1143 | 0.1079
| Onshore wind | 2012 | 0.1172 | 0.1141 | 0.0897 | 0.115 | 0.081 | 0.1112 | 0.1272 | 0.1015 |  | 0.149 | 0.1952 | 0.0699 |  | 0.1349 | 0.1226 | 0.0885 | 0.0988 | 0.097 | 0.1096
| Onshore wind | 2013 | 0.1183 | 0.0924 | 0.0831 | 0.1059 | 0.076 | 0.1009 | 0.1188 | 0.0981 |  | 0.1079 | 0.1743 | 0.0816 | 0.1633 |  | 0.1393 | 0.0895 | 0.0983 | 0.0799 | 0.1108
| Onshore wind | 2014 | 0.1032 | 0.0897 | 0.0692 | 0.0925 | 0.0695 | 0.0923 | 0.1059 | 0.0967 |  | 0.1027 | 0.1628 | 0.0796 | 0.138 |  | 0.1194 | 0.0977 | 0.0929 | 0.0659
| Onshore wind | 2015 | 0.0987 | 0.0759 | 0.0585 | 0.0851 | 0.0721 | 0.0863 | 0.0951 | 0.0816 |  | 0.0993 | 0.1343 | 0.0731 | 0.1364 | 0.1289 | 0.0963 | 0.0851 | 0.0848 | 0.0598 | 0.0912
| Onshore wind | 2016 | 0.1013 | 0.0728 | 0.0568 | 0.0852 | 0.0633 | 0.0792 | 0.0857 | 0.0708 |  | 0.0759 | 0.1875 | 0.073 | 0.1369 | 0.0847 | 0.0876 | 0.0762 | 0.0733 | 0.055 | 0.0753
| Onshore wind | 2017 | 0.1039 | 0.0588 | 0.0476 | 0.0687 | 0.0552 | 0.0869 | 0.083 | 0.0569 | 0.1296 | 0.0924 | 0.1321 | 0.0611 | 0.1072 | 0.0809 | 0.07 | 0.0688 | 0.0696 | 0.0483 | 0.0709
| Onshore wind | 2018 | 0.0717 | 0.0467 | 0.0473 | 0.0564 | 0.0521 | 0.0676 | 0.0697 | 0.0447 | 0.0685 | 0.06 | 0.1488 | 0.0433 |  | 0.0655 |  | 0.0766 | 0.0487 | 0.0445
| Onshore wind | 2019 | 0.0651 | 0.0443 | 0.036 | 0.0602 | 0.041 | 0.0554 | 0.0573 | 0.0445 | 0.1051 | 0.0552 | 0.1273 | 0.0596 | 0.0703 | 0.0678 | 0.0603 | 0.0732 | 0.0595 | 0.0401 | 0.0802
| Onshore wind | 2020 | 0.0728 | 0.05 | 0.0341 | 0.0383 | 0.0312 | 0.0488 | 0.0489 | 0.0404 | 0.0814 | 0.0549 | 0.1129 | 0.0483 |  |  | 0.054 | 0.053 | 0.0481 | 0.0358 | 0.0594
| Onshore wind | 2021 | 0.0705 | 0.0334 | 0.0249 | 0.0311 | 0.0284 | 0.0477 | 0.0537 | 0.0315 |  | 0.0428 | 0.1476 | 0.0441 |  | 0.0659 | 0.0503 | 0.047 | 0.0444 | 0.031 | 0.0501
| Onshore wind | 2022 | 0.0517 | 0.0329 | 0.0237 | 0.0324 | 0.0279 | 0.0504 | 0.0551 | 0.0374 |  | 0.0419 | 0.1504 | 0.0463 |  | 0.0816 | 0.0454 | 0.055 | 0.035 | 0.0286 | 0.041
| Offshore wind | 2010 |  |  |  |  | 0.191 |  | 0.189 |  |  |  | 0.2 | [5 empty] | 0.219
| Offshore wind | 2011 |  |  |  |  | 0.114 |  | 0.234 | [9 empty] | 0.229
| Offshore wind | 2012 |  |  |  |  | 0.101 |  | 0.157 | [9 empty] | 0.187
| Offshore wind | 2013 |  |  |  |  | 0.107 |  | 0.165 |  |  |  | 0.22 | [5 empty] | 0.15 |  | 0.096
| Offshore wind | 2014 |  |  |  |  | 0.144 |  | 0.182 | [9 empty] | 0.216
| Offshore wind | 2015 |  |  |  |  | 0.126 |  | 0.145 | [9 empty] | 0.168
| Offshore wind | 2016 |  |  |  |  | 0.133 |  | 0.118 | [11 empty] | 0.104
| Offshore wind | 2017 |  |  |  |  | 0.106 |  | 0.111 |  |  |  | 0.238 |  |  | 0.155 |  |  | 0.104
| Offshore wind | 2018 |  |  |  |  | 0.115 |  | 0.104 | [9 empty] | 0.107
| Offshore wind | 2019 |  |  |  |  | 0.105 |  | 0.09 | [6 empty] | 0.127 |  |  | 0.079
| Offshore wind | 2020 |  |  |  |  | 0.085 |  | 0.085 | [6 empty] | 0.19 |  |  | 0.103
| Offshore wind | 2021 |  |  |  |  | 0.083 | [5 empty] | 0.225 | [5 empty] | 0.055 |  | 0.08
| Offshore wind | 2022 |  |  |  |  | 0.077 |  | 0.078 |  |  |  | 0.221 | [5 empty] | 0.064 |  | 0.077
| Solar PV | 2010 |  | 0.4525 |  | 0.5393 | 0.3246 | 0.413 | 0.4002 | 0.3759 |  | 0.4353 |  |  |  | 0.988 |  |  |  | 0.228
| Solar PV | 2011 |  | 0.3816 |  | 0.3793 | 0.2821 | 0.4112 | 0.339 | 0.2389 |  | 0.4074 | 0.468 |  |  | 0.5025 |  |  | 0.5254 | 0.2793
| Solar PV | 2012 |  | 0.2784 |  | 0.3768 | 0.2108 | 0.4365 | 0.2732 | 0.2033 |  | 0.2132 | 0.3344 | 0.3042 |  | 0.2025 | 0.2177 |  | 0.2991 | 0.2422 |  | 0.3683
| Solar PV | 2013 |  | 0.1598 | 0.4154 | 0.3823 | 0.1654 | 0.259 | 0.2157 | 0.203 |  | 0.1891 | 0.277 | 0.1964 | 0.3487 | 0.2396 | 0.2659 |  | 0.2494 | 0.2412 |  | 0.2722
| Solar PV | 2014 |  | 0.1315 | 0.1653 | 0.2174 | 0.1236 | 0.1724 | 0.1592 | 0.1323 |  | 0.1558 | 0.2456 | 0.1401 | 0.2809 | 0.1845 | 0.286 |  | 0.2039 | 0.1647 |  | 0.2386
| Solar PV | 2015 |  | 0.1132 | 0.1805 | 0.1903 | 0.092 | 0.1209 | 0.1268 | 0.0866 | 0.1572 |  | 0.1755 | 0.0869 | 0.2295 | 0.1695 | 0.1474 |  | 0.1585 | 0.1525
| Solar PV | 2016 |  | 0.087 | 0.1381 | 0.1816 | 0.0798 | 0.0952 | 0.1111 | 0.0817 | 0.1842 |  | 0.1765 | 0.1632 | 0.1643 | 0.1624 | 0.116 | 0.1343 | 0.15 | 0.1385 | 0.1879
| Solar PV | 2017 |  | 0.0954 | 0.0928 | 0.1937 | 0.0698 | 0.0853 | 0.1013 | 0.0746 | 0.1357 | 0.0767 | 0.1393 | 0.1479 | 0.1569 | 0.1093 | 0.1176 | 0.1276 | 0.1228 | 0.1006 | 0.2714 | 0.1143
| Solar PV | 2018 | 0.1065 | 0.0784 | 0.114 | 0.172 | 0.0534 | 0.0719 | 0.097 | 0.0541 | 0.0926 | 0.0671 | 0.1288 | 0.0865 |  | 0.09 | 0.0937 | 0.1016 | 0.1249 | 0.0781 |  | 0.1303
| Solar PV | 2019 | 0.1022 | 0.0749 | 0.1068 | 0.112 | 0.0495 | 0.066 | 0.08 | 0.0428 | 0.0828 | 0.062 | 0.1184 | 0.078 | 0.0969 | 0.0826 | 0.0724 | 0.0921 | 0.0929 | 0.0657 | 0.0783 | 0.1713
| Solar PV | 2020 | 0.1404 | 0.0565 | 0.0862 | 0.0932 | 0.0421 | 0.0584 | 0.0686 | 0.0404 | 0.0943 | 0.0584 | 0.1104 | 0.0578 | 0.0927 | 0.0628 | 0.0696 | 0.0708 | 0.0786 | 0.0641 | 0.0699 | 0.0873
| Solar PV | 2021 | 0.0992 | 0.0445 | 0.0545 | 0.0792 | 0.0361 | 0.0517 | 0.0628 | 0.0367 | 0.0838 | 0.0532 | 0.0915 | 0.0522 | 0.0696 | 0.0587 | 0.0572 | 0.0676 | 0.0724 | 0.0584 | 0.0485 | 0.0671
| Solar PV | 2022 | 0.0632 | 0.0406 | 0.0553 | 0.0666 | 0.0372 | 0.0628 | 0.0807 | 0.038 | 0.0612 | 0.061 | 0.097 | 0.0558 | 0.0585 | 0.0981 | 0.072 | 0.071 | 0.0721 | 0.0578 | 0.0758 | 0.0556
| W. Avg. Fossil Fuel | 2010 | 0.1459 | 0.0847 | 0.1023 | 0.1015 | 0.0673 | 0.1066 | 0.117 | 0.067 | 0.0753 | 0.1335 | 0.1378 | 0.0765 | 0.1036 | 0.1088 | 0.0971 | 0.0717 | 0.09 | 0.0821 | 0.0959 | 0.112
| W. Avg. Fossil Fuel | 2011 | 0.1555 | 0.0849 | 0.102 | 0.0762 | 0.0745 | 0.1319 | 0.1339 | 0.0781 | 0.0819 | 0.1677 | 0.1903 | 0.0674 | 0.1112 | 0.1461 | 0.1031 | 0.0752 | 0.1164 | 0.0823 | 0.0916 | 0.14
| W. Avg. Fossil Fuel | 2012 | 0.1555 | 0.1051 | 0.1011 | 0.0648 | 0.0678 | 0.1228 | 0.1212 | 0.0742 | 0.0746 | 0.174 | 0.206 | 0.0559 | 0.1023 | 0.1769 | 0.1514 | 0.0664 | 0.124 | 0.0788 | 0.083 | 0.1511
| W. Avg. Fossil Fuel | 2013 | 0.1706 | 0.1057 | 0.1225 | 0.134 | 0.067 | 0.1289 | 0.1137 | 0.0672 | 0.0749 | 0.1603 | 0.1507 | 0.0641 | 0.0978 | 0.1807 | 0.0874 | 0.0757 | 0.1312 | 0.0846 | 0.073 | 0.1435
| W. Avg. Fossil Fuel | 2014 | 0.1504 | 0.0795 | 0.1782 | 0.0871 | 0.0697 | 0.1131 | 0.106 | 0.0631 | 0.0664 | 0.1519 | 0.1948 | 0.0694 | 0.0823 | 0.1694 | 0.0838 | 0.0711 | 0.097 | 0.0864 | 0.0679 | 0.1485
| W. Avg. Fossil Fuel | 2015 | 0.0891 | 0.0791 | 0.1246 | 0.0735 | 0.0547 | 0.0958 | 0.0955 | 0.056 | 0.0652 | 0.118 | 0.1334 | 0.0537 | 0.0891 | 0.1431 | 0.0781 | 0.0665 | 0.0947 | 0.0583 | 0.0773 | 0.0768
| W. Avg. Fossil Fuel | 2016 | 0.0812 | 0.0969 | 0.0925 | 0.0571 | 0.0485 | 0.0763 | 0.0721 | 0.057 | 0.0599 | 0.0846 | 0.1016 | 0.0524 | 0.0848 | 0.0808 | 0.0804 | 0.0597 | 0.0677 | 0.059 | 0.0747 | 0.0826
| W. Avg. Fossil Fuel | 2017 | 0.0834 | 0.1028 | 0.0987 | 0.0584 | 0.0619 | 0.0848 | 0.0819 | 0.0679 | 0.0686 | 0.0983 | 0.1095 | 0.0578 | 0.0945 | 0.0997 | 0.0875 | 0.0704 | 0.0767 | 0.0626 | 0.0726 | 0.0799
| W. Avg. Fossil Fuel | 2018 | 0.1259 | 0.1072 | 0.1076 | 0.0627 | 0.0654 | 0.1064 | 0.1034 | 0.0707 | 0.0835 | 0.1274 | 0.1178 | 0.0575 | 0.1039 | 0.1309 | 0.0914 | 0.0623 | 0.0971 | 0.0605 | 0.0828 | 0.0814
| W. Avg. Fossil Fuel | 2019 | 0.1054 | 0.0991 | 0.0946 | 0.0632 | 0.0618 | 0.0883 | 0.0818 | 0.0619 | 0.0603 | 0.0982 | 0.1006 | 0.0514 | 0.0884 | 0.1319 | 0.0815 | 0.0706 | 0.0795 | 0.0542 | 0.0857 | 0.0851
| W. Avg. Fossil Fuel | 2020 | 0.0808 | 0.0846 | 0.0706 | 0.0603 | 0.0581 | 0.0759 | 0.1052 | 0.0565 | 0.0602 | 0.0846 | 0.0884 | 0.047 | 0.1299 | 0.1137 | 0.085 | 0.0452 | 0.0781 | 0.053 | 0.0673 | 0.0786
| W. Avg. Fossil Fuel | 2021 | 0.1613 | 0.1048 | 0.1405 | 0.1132 | 0.0821 | 0.1924 | 0.1646 | 0.0803 | 0.0969 | 0.2219 | 0.1237 | 0.0701 | 0.0873 | 0.0939 | 0.1055 | 0.0516 | 0.1713 | 0.0762 | 0.0972 | 0.0642
| W. Avg. Fossil Fuel | 2022 | 0.1447 | 0.1475 | 0.1913 | 0.1197 | 0.1054 | 0.2582 | 0.2554 | 0.0836 | 0.1098 | 0.3233 | 0.1757 | 0.0734 | 0.1474 | 0.2078 | 0.1499 | 0.1142 | 0.2218 | 0.0862 | 0.1424 | 0.089

## Fig 1.8
Figure 1.8 Annual change in competitiveness of new utility-scale solar PV capacity added by country and year, 2010-2022
Utility-scale solar PV
Change in competitiveness metric (2022 USD/kWh)
|  | 2011 | 2012 | 2013 | 2014 | 2015 | 2016 | 2017 | 2018 | 2019 | 2020 | 2021 | 2022
| Australia | -0.0711 | -0.1234 | -0.1192 | -0.0021 | -0.0179 | -0.044 | 0.0025 | -0.0214 | 0.0046 | -0.0039 | -0.0322 | -0.0466
| Canada | -0.1347 | 0.0089 | -0.0637 | -0.118 | -0.0135 | 0.0077 | 0.0108 | -0.026 | -0.0605 | -0.0159 | -0.0669 | -0.0191
| China | -0.0497 | -0.0646 | -0.0446 | -0.0445 | -0.0166 | -0.006 | -0.0234 | -0.0199 | -0.0003 | -0.0037 | -0.03 | -0.0222
| France | -0.0271 | 0.0344 | -0.1836 | -0.0708 | -0.0342 | -0.0062 | -0.0184 | -0.035 | 0.0122 | 0.0048 | -0.1232 | -0.0547
| Germany | -0.0781 | -0.0531 | -0.05 | -0.0488 | -0.0219 | 0.0077 | -0.0196 | -0.0258 | 0.0046 | -0.0348 | -0.0652 | -0.0729
| India | -0.1481 | -0.0317 | 0.0067 | -0.0666 | -0.0386 | -0.0059 | -0.018 | -0.0233 | -0.0025 | 0.003 | -0.0275 | -0.002
| Italy | -0.0621 | -0.2005 | -0.0104 | -0.0249 | -0.0039 |  | -0.0216 | -0.0387 | 0.0241 | 0.01 | -0.1425 | -0.0936
| Japan | 0.2777 | -0.1493 | -0.0021 | -0.0755 | -0.0087 | 0.0328 | -0.0451 | -0.0188 | 0.0068 | 0.0042 | -0.0542 | -0.0465
| Republic of Korea | -0.5228 | -0.3308 | 0.0333 | -0.0438 | 0.0113 | 0.0552 | -0.072 | -0.0505 | -0.0084 | -0.0016 | 0.0157 | -0.0745
| United States | 0.0511 | -0.0336 | -0.0068 | -0.0783 | 0.0159 | -0.0147 | -0.0415 | -0.0204 | -0.0061 | -0.0004 | -0.0289 | -0.0106
| Argentina | 2018: -0.0194; 2019: 0.0162; 2020: 0.0628; 2021: -0.1217; 2022: -0.0194
| Brazil |  |  | 0.2929 | -0.3058 | 0.0688 | -0.0103 | -0.0515 | 0.0123 | 0.0058 | 0.0034 | -0.1016 | -0.05
| Malaysia |  | 0.2172 | -0.0885 | -0.0386 | -0.0901 |  | 0.0344 | 0.0145 | 0.0373 | -0.0775 | -0.0058 | -0.0363
| Mexico |  | 0.2483 | -0.116 | -0.0616 | -0.0375 | 0.0776 | -0.0207 | -0.0611 | -0.0024 | -0.0158 | -0.0287 | 0.0003
| Philippines |  |  | 0.2509 | -0.0523 | -0.0582 | -0.0609 | -0.0171 | -0.0624 | 0.0085 | -0.0457 | 0.0195 | -0.0712
| Indonesia |  |  |  |  | 0.092 | 0.0323 | -0.0572 | -0.058 | 0.0134 | 0.0116 | -0.0472 | -0.0355
| South Africa | 0 | 0.0663 | 0.1122 | 0.0237 | -0.1329 | -0.0337 | -0.0055 | -0.0278 | -0.0114 | -0.0063 | -0.0329 | -0.0296
| Türkiye | 2016: 0.0746; 2017: -0.0174; 2018: -0.0179; 2019: -0.0178; 2020: 0.0041; 2021: -0.0096; 2022: -0.0592
| United Kingdom | 0.409 | -0.2339 | -0.0569 | -0.0113 | -0.0431 | 0.0185 | -0.0362 | -0.0183 | -0.0144 | -0.0129 | -0.0994 | -0.0508
| Viet Nam | 2016: 0.1132; 2017: 0.0856; 2018: -0.1988; 2019: -0.0074; 2020: 0.01; 2021: -0.0513; 2022: -0.0179

## Fig 1.10
Figure 1.10 Annual change in competitiveness of new onshore wind capacity added by country and year, 2010-2022
Change in competitiveness metric (2022 USD/kWh)
|  | 2011 | 2012 | 2013 | 2014 | 2015 | 2016 | 2017 | 2018 | 2019 | 2020 | 2021 | 2022
| Argentina | -0.0387 | -0.0054 | -0.014 | 0.0051 | 0.0568 | 0.0105 | 0.0004 | -0.0747 | 0.0139 | 0.0323 | -0.0828 | -0.0022
| Australia | -0.0196 | -0.0231 | -0.0223 | 0.0235 | -0.0134 | -0.0209 | -0.0199 | -0.0165 | 0.0057 | 0.0202 | -0.0368 | -0.0432
| Brazil | -0.022 | -0.0032 | -0.028 | -0.0696 | 0.0429 | 0.0304 | -0.0154 | -0.0092 | 0.0017 | 0.0221 | -0.0791 | -0.052
| Canada | 0.0116 | 0.0227 | -0.0783 | 0.0335 | 0.0062 | 0.0165 | -0.0178 | -0.0166 | 0.0033 | -0.019 | -0.0601 | -0.0052
| China |  | 0.1062 | -0.1052 | -0.0092 | 0.0176 | -0.0026 | -0.0215 | -0.0066 | -0.0075 | -0.0061 | -0.0268 | -0.0238
| France |  | -0.0046 | -0.0164 | 0.0072 | 0.0113 | 0.0124 | -0.0008 | -0.0409 | 0.0059 | 0.0058 | -0.1176 | -0.0631
| Germany |  | 0.1542 | -0.1579 | -0.0052 | -0.0003 | 0.014 | -0.0125 | -0.0348 | 0.0092 | -0.0318 | -0.0546 | -0.0894
| India |  | 0.0175 | 0.0036 | 0.0027 | -0.008 | -0.0118 | -0.0248 | -0.015 | 0.0086 | 0.0013 | -0.0327 | 0.0026
| Indonesia | 2017: 0.061; 2018: -0.076; 2019: 0.0598; 2020: -0.0236; 2021: -0.0212
| Italy | -0.0126 | -0.0221 | -0.0274 | 0.0032 | 0.0305 | 0.01 | 0.0028 | -0.0615 | 0.0244 | 0.0133 | -0.1494 | -0.1023
| Japan | -0.076 | 0.0242 | 0.0344 | -0.0556 | 0.0329 | 0.085 | -0.0633 | 0.0084 | -0.0043 | -0.0022 | -0.0006 | -0.0492
| Mexico |  | -0.0083 | 0.0035 | -0.0073 | 0.0092 | 0.0012 | -0.0173 | -0.0175 | 0.0224 | -0.0069 | -0.0273 | -0.0011
| Philippines |  |  | 0.0655 | -0.0098 | -0.0084 | 0.0048 | -0.0394 | -0.0127 | -0.0181 | 0.0181
| Republic of Korea |  | -0.0225 | 0.042 |  | -0.0142 | 0.0181 | -0.0227 | -0.0466 | 0.0013 | 0.0641 | -0.028 | -0.0982
| South Africa |  | -0.0288 | 0.0807 | -0.0163 | -0.0174 | -0.011 | -0.0247 | 0.0175 | -0.0212 | -0.0098 | -0.0242 | -0.0493
| Türkiye |  | -0.0026 | -0.0083 | 0.0128 | -0.008 | -0.0021 | -0.0181 | 0.0159 | -0.0117 | 0.0052 | -0.0124 | -0.0546
| United Kingdom | -0.0235 | 0.1674 | -0.1947 | 0.0288 | -0.0058 | 0.0155 | -0.0127 | -0.0413 | 0.0284 | -0.01 | -0.0969 | -0.0599
| United States | 0.0058 | -0.0138 | -0.0229 | -0.0158 | 0.022 | -0.0055 | -0.0103 | -0.0017 | 0.0019 | -0.0031 | -0.028 | -0.0124
| Viet Nam | -0.0336 | 0.0103 | 0.0112 | -0.0378 | 0.0139 | -0.0133 | -0.0023 | 0.0017 | -0.0055 | -0.0024 | -0.0392 | -0.0543

## Fig 1.11
Figure 1.11 The global weighted average total installed cost learning curve trends for solar PV, CSP, and onshore and offshore wind, 2010-2022
|  | Year | Cumulative Deployment (MW) | 2022 USD/kW
| Concentrating solar power | 2010 | 1 266 | 10082
| Concentrating solar power | 2011 | 1 705 | 11879
| Concentrating solar power | 2012 | 2 567 | 9180
| Concentrating solar power | 2013 | 3 842 | 7202
| Concentrating solar power | 2014 | 4 499 | 6182
| Concentrating solar power | 2015 | 4 750 | 8259
| Concentrating solar power | 2016 | 4 860 | 8681
| Concentrating solar power | 2017 | 4 959 | 8217
| Concentrating solar power | 2018 | 5 674 | 5894
| Concentrating solar power | 2019 | 6 377 | 7383
| Concentrating solar power | 2020 | 6 511 | 5079
| Concentrating solar power | 2021 | 6 661 | 9728
| Concentrating solar power | 2022 | 6 761 | 4274
| Offshore wind | 2010 | 3 056 | 5217.08
| Offshore wind | 2011 | 3 776 | 5975.31
| Offshore wind | 2012 | 5 334 | 5288
| Offshore wind | 2013 | 7 171 | 5588.6
| Offshore wind | 2014 | 8 492 | 5884.45
| Offshore wind | 2015 | 11 717 | 5901.51
| Offshore wind | 2016 | 14 342 | 4646.69
| Offshore wind | 2017 | 18 837 | 5249.27
| Offshore wind | 2018 | 23 629 | 5134.22
| Offshore wind | 2019 | 28 303 | 4113.98
| Offshore wind | 2020 | 34 371 | 3483.15
| Offshore wind | 2021 | 54 259 | 3052.42
| Offshore wind | 2022 | 63 200 | 3461.47
| Onshore wind | 2010 | 177 794 | 2185.71
| Onshore wind | 2011 | 216 244 | 2152.72
| Onshore wind | 2012 | 261 575 | 2212.55
| Onshore wind | 2013 | 292 749 | 2048.33
| Onshore wind | 2014 | 340 808 | 1994.06
| Onshore wind | 2015 | 404 558 | 1839.57
| Onshore wind | 2016 | 452 485 | 1828.84
| Onshore wind | 2017 | 495 565 | 1825.41
| Onshore wind | 2018 | 540 191 | 1740.75
| Onshore wind | 2019 | 592 539 | 1653.1
| Onshore wind | 2020 | 697 285 | 1496.35
| Onshore wind | 2021 | 769 912 | 1418.18
| Onshore wind | 2022 | 835 624 | 1274.19
| Solar photovoltaic | 2010 | 40 277 | 5123.63
| Solar photovoltaic | 2011 | 72 030 | 4391.77
| Solar photovoltaic | 2012 | 101 511 | 3343.29
| Solar photovoltaic | 2013 | 135 740 | 2934.5
| Solar photovoltaic | 2014 | 171 519 | 2651.67
| Solar photovoltaic | 2015 | 217 243 | 2016.3
| Solar photovoltaic | 2016 | 290 961 | 1833.12
| Solar photovoltaic | 2017 | 383 598 | 1585.96
| Solar photovoltaic | 2018 | 483 078 | 1355.13
| Solar photovoltaic | 2019 | 585 868 | 1119.58
| Solar photovoltaic | 2020 | 713 918 | 983.28
| Solar photovoltaic | 2021 | 855 162 | 917.06
| Solar photovoltaic | 2022 | 1 046 614 | 876.4

## Fig 1.12
Figure 1.12 The global weighted average LCOE learning curve trends for solar PV, CSP, and onshore and offshore wind, 2010-2022
|  | Year | Cumulative Deployment (MW) | 2022 USD/kWh
| Concentrating solar power | 2010 | 1 266 | 0.038
| Concentrating solar power | 2011 | 1 705 | 0.368
| Concentrating solar power | 2012 | 2 567 | 0.357
| Concentrating solar power | 2013 | 3 842 | 0.282
| Concentrating solar power | 2014 | 4 499 | 0.248
| Concentrating solar power | 2015 | 4 750 | 0.238
| Concentrating solar power | 2016 | 4 860 | 0.281
| Concentrating solar power | 2017 | 4 959 | 0.269
| Concentrating solar power | 2018 | 5 674 | 0.158
| Concentrating solar power | 2019 | 6 377 | 0.234
| Concentrating solar power | 2020 | 6 511 | 0.118
| Concentrating solar power | 2021 | 6 661 | 0.121
| Concentrating solar power | 2022 | 6 761 | 0.118
| Offshore wind | 2010 | 3 056 | 0.197
| Offshore wind | 2011 | 3 776 | 0.206
| Offshore wind | 2012 | 5 334 | 0.175
| Offshore wind | 2013 | 7 171 | 0.149
| Offshore wind | 2014 | 8 492 | 0.182
| Offshore wind | 2015 | 11 717 | 0.148
| Offshore wind | 2016 | 14 342 | 0.123
| Offshore wind | 2017 | 18 837 | 0.112
| Offshore wind | 2018 | 23 629 | 0.106
| Offshore wind | 2019 | 28 303 | 0.091
| Offshore wind | 2020 | 34 371 | 0.088
| Offshore wind | 2021 | 54 259 | 0.079
| Offshore wind | 2022 | 63 200 | 0.081
| Onshore wind | 2010 | 177 794 | 0.107
| Onshore wind | 2011 | 216 244 | 0.102
| Onshore wind | 2012 | 261 575 | 0.099
| Onshore wind | 2013 | 292 749 | 0.094
| Onshore wind | 2014 | 340 808 | 0.083
| Onshore wind | 2015 | 404 558 | 0.072
| Onshore wind | 2016 | 452 485 | 0.067
| Onshore wind | 2017 | 495 565 | 0.063
| Onshore wind | 2018 | 540 191 | 0.054
| Onshore wind | 2019 | 592 539 | 0.047
| Onshore wind | 2020 | 697 285 | 0.039
| Onshore wind | 2021 | 769 912 | 0.035
| Onshore wind | 2022 | 835 624 | 0.033
| Solar photovoltaic | 2010 | 40 277 | 0.445
| Solar photovoltaic | 2011 | 72 030 | 0.332
| Solar photovoltaic | 2012 | 101 511 | 0.248
| Solar photovoltaic | 2013 | 135 740 | 0.191
| Solar photovoltaic | 2014 | 171 519 | 0.172
| Solar photovoltaic | 2015 | 217 243 | 0.129
| Solar photovoltaic | 2016 | 290 961 | 0.113
| Solar photovoltaic | 2017 | 383 598 | 0.089
| Solar photovoltaic | 2018 | 483 078 | 0.075
| Solar photovoltaic | 2019 | 585 868 | 0.066
| Solar photovoltaic | 2020 | 713 918 | 0.059
| Solar photovoltaic | 2021 | 855 162 | 0.051
| Solar photovoltaic | 2022 | 1 046 614 | 0.049

## Fig 1.13
Figure 1.13 Largest two-year fossil fuel price increases during the first and second oil shock compared to 2020 to 2022
Left-hand side of chart
|  | Fossil gas | Coal | Oil | Composite index
| First/Second oil shocks (worst 2 year period) | 34.23% | 88.67% | 110.6% | 88.2%
| 2010-2022 | 349.6% | 244.9% | 128.1% | 224.3%
Right-hand side of chart
Corrected for energy intensity of GDP
|  | Fossil gas | Coal | Oil | Composite index
| 2010-2022 | 229.9% | 161.1% | 84.24% | 147.5%
Notes:
- The composite index is weighted by The primary energy supply of each fuel for The period
- For the first and second oil shocks, the worst period for price increases was 1973-1975 for coal and fossil gas and 1979-1981 for oil
- The right-hand side of the chart shows the 2020-22 price change corrected to account for the lower energy intensity of GDP of the global economy in 2022.

## Fig 1.14
Figure 1.14 Global and European annual fuel savings in the electricity sector from renewable power generation deployment since 2000 in 2022
| Europe |  | World
| USD 175.7 billion |  | USD 520.9 billion
|  | Fuel only cost saving(USD billion) for RE MWH |  | Fuel only cost saving (2022 USD billion)
| Biomass | 35.57 | Africa | 18.72
| Geothermal | 0.34 | Asia | 199.15
| Hydro | 4.87 | Central America and the Carribean | 3.67
| Offshore wind | 28.24 | Eurasia | 14.6
| Onshore wind | 79.52 | Europe | 175.71
| Solar photovoltaic | 27.16 | Middle East | 7.21
|  |  | North America | 22.75
|  |  | Oceania | 8.09
|  |  | South America | 70.99

## Fig 1.15
Figure 1.15 Increases in European wholesale electricity prices, and prices to large consumers and households, 2019-2022
| Wholesale price metrics |  | Period | Increase in 2022 USD/kWh | Percentage increase
| Realised wholesale prices |  | 2019-2022 | 0.176 | 359%
| Cash costs (Price markers) |  | 2019-2022 | 0.05 | 102%
| Cash costs (Import pricing) |  | 2019-2022 | 0.04 | 82%
Large consumer prices
| Electricity price (excl. taxes & levies) | Band IA: < 20 MWh | H1 2019-H1 2022 | 0.133 | 94%
| Electricity price (excl. taxes & levies) | Band IB: 20 - 500 MWh | H1 2019-H1 2022 | 0.122 | 125%
| Electricity price (excl. taxes & levies) | Band IC: 500 - 2 000 MWh | H1 2019-H1 2022 | 0.121 | 154%
| Electricity price (excl. taxes & levies) | Band ID: 2 000 - 20 000 MWh | H1 2019-H1 2022 | 0.122 | 173%
| Electricity price (excl. taxes & levies) | Band IE: 20 000 - 70 000 MWh | H1 2019-H1 2022 | 0.124 | 198%
| Electricity price (excl. taxes & levies) | Band IF: 70 000 - 150 000 MWh | H1 2019-H1 2022 | 0.133 | 233%
| Electricity price (excl. taxes & levies) | Band IG: > 150 000 MWh | H1 2019-H1 2022 | 0.137 | 265%
Household consumer prices (excl. taxes & levies)
| Albania |  | H1 2019-H1 2022 | 0.0035
| Austria |  | H1 2019-H1 2022 | 0.0741
| Belgium |  | H1 2019-H1 2022 | 0.1837
| Bosnia and Herzegovina |  | H1 2019-H1 2022 | 0.001
| Bulgaria |  | H1 2019-H1 2022 | 0.0158
| Croatia |  | H1 2019-H1 2022 | 0.014
| Cyprus |  | H1 2019-H1 2022 | 0.0975
| Czechia |  | H1 2019-H1 2022 | 0.235
| Denmark |  | H1 2019-H1 2022 | 0.2594
| Estonia |  | H1 2019-H1 2022 | 0.1058
| Euro area (EA11-1999, EA12-2001, EA13-2007, EA15-2008, EA16-2009, EA17-2011, EA18-2014, EA19-2015, EA20-2023) |  | H1 2019-H1 2022 | 0.1146
| European Union - 27 countries (from 2020) |  | H1 2019-H1 2022 | 0.1118
| Finland |  | H1 2019-H1 2022 | 0.0672
| France |  | H1 2019-H1 2022 | 0.0463
| Georgia |  | H1 2019-H1 2022 | 0
| Germany (until 1990 former territory of the FRG) |  | H1 2019-H1 2022 | 0.1012
| Greece |  | H1 2019-H1 2022 | 0.3367
| Hungary |  | H1 2019-H1 2022 | -0.0011
| Iceland |  | H1 2019-H1 2022 | 0.0088
| Ireland |  | H1 2019-H1 2022 | 0.1588
| Italy |  | H1 2019-H1 2022 | 0.1765
| Kosovo (under United Nations Security Council Resolution 1244/99) |  | H1 2019-H1 2022 | 0.1111
| Latvia |  | H1 2019-H1 2022 | 0.1304
| Liechtenstein |  | H1 2019-H1 2022 | 0.0234
| Lithuania |  | H1 2019-H1 2022 | 0.106
| Luxembourg |  | H1 2019-H1 2022 | 0.0371
| Malta |  | H1 2019-H1 2022 | -0.0026
| Moldova |  | H1 2019-H1 2022 | 0.0957
| Montenegro |  | H1 2019-H1 2022 | -0.0038
| Netherlands |  | H1 2019-H1 2022 | 0.1838
| North Macedonia |  | H1 2019-H1 2022 | 0.0312
| Norway |  | H1 2019-H1 2022 | 0.1487
| Poland |  | H1 2019-H1 2022 | 0.0135
| Portugal |  | H1 2019-H1 2022 | 0.0768
| Romania |  | H1 2019-H1 2022 | 0.1658
| Serbia |  | H1 2019-H1 2022 | 0.0066
| Slovakia |  | H1 2019-H1 2022 | 0.0346
| Slovenia |  | H1 2019-H1 2022 | 0.0387
| Spain |  | H1 2019-H1 2022 | 0.1679
| Sweden |  | H1 2019-H1 2022 | 0.1173
| Türkiye |  | H1 2019-H1 2022 | -0.0841
| Ukraine |  | H1 2019-H1 2022 | -0.0406
| United Kingdom |  | H1 2019-H1 2022 | -0.1512

## Fig 1.16
Figure 1.16 Changes in annual new solar PV capacity additions per capita compared to LCOE trends by country, 2010-2022

## Fig 2.1
Figure 2.1 Global weighted-average total installed costs, capacity factors and LCOE for onshore wind, 2010-2022
Onshore wind 2010-2022
Total installed cost (2022 USD/kW)
|  | 2010 | 2011 | 2012 | 2013 | 2014 | 2015 | 2016 | 2017 | 2018 | 2019 | 2020 | 2021 | 2022
| 5th percentile | 1364.968 | 1377.662 | 1400.889 | 1347.142 | 1309.561 | 1332.891 | 1315.653 | 1300.049 | 1301.227 | 1240.777 | 1164.615 | 955.776 | 801.317
| Weighted average | 2179.354 | 2143.23 | 2039.148 | 2098.63 | 2029.72 | 1842.958 | 1847.535 | 1849.301 | 1754.856 | 1662.38 | 1496.348 | 1418.182 | 1274.185
| 95th percentile | 3080.06 | 3109.09 | 3289.9 | 3379.77 | 3381.32 | 3282.66 | 2897.8 | 2958.31 | 2679.32 | 2704.14 | 2518.92 | 2291.15 | 2006.04
Capacity factor (%)
|  | 2010 | 2011 | 2012 | 2013 | 2014 | 2015 | 2016 | 2017 | 2018 | 2019 | 2020 | 2021 | 2022
| 5th percentile | 20.15% | 20% | 19.89% | 20.25% | 19.86% | 20.77% | 21.62% | 23.3% | 25.38% | 25% | 26.48% | 28.5% | 27.78%
| Weighted average | 27.23% | 27.51% | 27.52% | 28.1% | 29.29% | 29.1% | 30.6% | 32.56% | 34.62% | 35.66% | 35.52% | 39.18% | 36.8%
| 95th percentile | 36.31% | 37.62% | 44.19% | 47.93% | 51.16% | 49.24% | 52.33% | 52.17% | 53.7% | 51.5% | 52% | 56.27% | 52.2%
LCOE (2022 USD/kWh)
|  | 2010 | 2011 | 2012 | 2013 | 2014 | 2015 | 2016 | 2017 | 2018 | 2019 | 2020 | 2021 | 2022
| 5th percentile | 0.070715 | 0.071901 | 0.069042 | 0.065276 | 0.059692 | 0.047939 | 0.042851 | 0.038429 | 0.033475 | 0.031803 | 0.025935 | 0.02092 | 0.018287
| Weighted average | 0.10724 | 0.10192 | 0.09328 | 0.093891 | 0.084304 | 0.072628 | 0.067264 | 0.063133 | 0.053577 | 0.04694 | 0.041129 | 0.034822 | 0.033055
| 95th percentile | 0.1468 | 0.15313 | 0.12727 | 0.13118 | 0.13236 | 0.13678 | 0.11461 | 0.11489 | 0.091731 | 0.098062 | 0.083414 | 0.067334 | 0.057006

## Fig 2.2
Figure 2.2 Weighted-average rotor diameter and name plate capacity evolution, 2010-2022
Wind turbine characteristics
|  | Year | Nameplate Capacity (MW) | Rotor Diameter (m)
| Brazil | 2010 | 1.8 | 83.48
|  | 2021 | 3.9753 | 143.7781
|  | 2022 | 4.1878 | 143.9841
| Canada | 2010 | 2.05 | 90.403
|  | 2021 | 4.2721 | 139.4925
|  | 2022 | 4.673 | 147.5084
| China | 2010 | 1.466 | 75
|  | 2021 | 3.0053 | 143.1826
|  | 2022 | 4.2661 | 163.1603
| France | 2010 | 2.1 | 87.847
|  | 2021 | 2.714 | 118.0121
|  | 2022 | 3.0948 | 121.3786
| Germany | 2010 | 2 | 84.835
|  | 2021 | 4.0835 | 136.6881
|  | 2022 | 4.6333 | 138.8895
| India | 2010 | 1.3 | 77
|  | 2021 | 2.0159 | 119.0463
|  | 2022 | 2.6163 | 130.1815
| Japan | 2010 | 2 | 79.9589
|  | 2021 | 3.0192 | 99
|  | 2022 | 3.3009 | 104.9512
| Sweden | 2010 | 1.84 | 89.584
|  | 2021 | 3.9658 | 143.9654
|  | 2022 | 4.6118 | 145.003
| Türkiye | 2010 | 2.4 | 90.656
|  | 2021 | 4.1726 | 134.3075
|  | 2022 | 4.8143 | 144.6924
| United Kingdom | 2010 | 2.0987 | 86.876
|  | 2021 | 3.4477 | 122.1213
|  | 2022 | 3.8513 | 115.1209
| United States | 2010 | 1.7952 | 84.1
|  | 2021 | 3.0659 | 128.8535
|  | 2022 | 3.4088 | 126.058
| Vietnam | 2010 | - | -
|  | 2021 | 4.2434 | 146.464
|  | 2022 | 3.2675 | 152.9454

## Fig 2.3
Figure 2.3 Wind turbine price indices and price trends, 1997-2022
2022 USD/kW
|  | United States | United States | United States | Chinese turbine prices | Vestas Average Selling Price
|  | <5 MW | 5-100 MW | >100 MW
| 1997-02-01 | 2102.2943
| 1997-12-01 | 1637.537
| 1998-01-01 | 1603.4529
| 1998-05-01 |  | 1353.5899 |  | 2801.7378
| 1998-08-01 |  | 1267.2958 |  | 2801.7378
| 1998-11-01 |  | 1572.3101 |  | 2801.7378
| 2000-07-01 |  |  | 775.9797 | 1803.5588
| 2000-12-01 |  |  | 1078.5266 | 1803.5588
| 2001-03-01 |  | 1251.5562 |  | 1577.0303
| 2001-04-01 |  |  | 800.284 | 1577.0303
| 2002-02-01 |  | 1045.0692 |  | 1391.813
| 2002-04-01 |  |  | 792.8196 | 1391.813
| 2002-05-01 |  | 948.3486 |  | 1391.813
| 2002-06-01 |  |  | 1063.439 | 1391.813
| 2002-08-01 |  | 949.4365 |  | 1391.813
| 2002-12-01 |  |  | 1076.219 | 1391.813
| 2003-05-01 |  | 1293.9493 |  | 1423.4399
| 2003-06-01 |  |  | 1249.1333 | 1423.4399
| 2003-07-01 |  | 1332.1008 |  | 1423.4399
| 2004-12-01 |  |  | 1280.5103 | 1435.5721
| 2004-08-01 |  | 1340.3245 |  | 1435.5721
| 2005-03-01 |  | 1464.9163 |  | 1330.336 | 1553.3351
| 2005-05-01 |  | 1700.8373 |  | 1330.336 | 1553.3351
| 2005-11-01 |  |  | 1672.3951 | 1330.336 | 1553.3351
| 2006-01-01 |  |  | 1711.2282 | 1238.5998 | 1558.776
| 2006-05-01 |  |  | 1693.1384 | 1238.5998 | 1558.776
| 2006-06-01 |  |  | 1545.3669 | 1238.5998 | 1558.776
| 2006-07-01 |  |  | 1595.9419 | 1238.5998 | 1558.776
| 2006-09-01 |  |  | 1477.4549 | 1238.5998 | 1558.776
| 2007-03-01 |  |  | 1673.5484 | 1271.84 | 1842.1383
| 2007-04-01 |  | 1528.5087 |  | 1271.84 | 1842.1383
| 2007-05-01 |  |  | 1329.3906 | 1271.84 | 1842.1383
| 2007-06-01 |  |  | 1824.1163 | 1271.84 | 1842.1383
| 2007-07-01 | 2009.2346 |  |  | 1271.84 | 1842.1383
| 2007-08-01 | 2584.66 |  |  | 1271.84 | 1842.1383
| 2007-09-01 |  |  | 1800.013 | 1271.84 | 1842.1383
| 2007-10-01 |  |  | 1906.344 | 1271.84 | 1842.1383
| 2007-11-01 |  |  | 1998.2186 | 1271.84 | 1842.1383
| 2007-12-01 |  |  | 1769.5648 | 1271.84 | 1842.1383
| 2008-01-01 |  | 2236.7698 |  | 1222.9058 | 2105.6725
| 2008-02-01 |  |  | 1898.456 | 1222.9058 | 2105.6725
| 2008-03-01 |  |  | 1803.3271 | 1222.9058 | 2105.6725
| 2008-04-01 |  |  | 2383.0215 | 1222.9058 | 2105.6725
| 2008-06-01 |  |  | 2201.8097 | 1222.9058 | 2105.6725
| 2008-08-01 | 2056.9427 |  |  | 1222.9058 | 2105.6725
| 2008-10-01 |  | 1961.9328 |  | 1222.9058 | 2105.6725
| 2008-11-01 |  | 1992.4718 |  | 1222.9058 | 2105.6725
| 2008-12-01 | 2256.2705 |  |  | 1222.9058 | 2105.6725
| 2009-02-01 | 1600.4904 |  |  | 1164.3149 | 1937.3102
| 2009-03-01 |  | 1857.8177 |  | 1164.3149 | 1937.3102
| 2009-04-09 |  | 1430.6095 |  | 1164.3149 | 1937.3102
| 2009-05-01 | 1736.777 |  |  | 1164.3149 | 1937.3102
| 2009-06-01 |  | 1908.6855 |  | 1164.3149 | 1937.3102
| 2009-07-01 | 2105.4916 |  |  | 1164.3149 | 1937.3102
| 2009-08-01 |  |  | 1781.6999 | 1164.3149 | 1937.3102
| 2009-09-01 | 2184.4711 |  |  | 1164.3149 | 1937.3102
| 2009-10-01 |  |  | 2070.0836 | 1164.3149 | 1937.3102
| 2009-12-01 |  |  | 2128.2445 | 1164.3149 | 1937.3102
| 2010-01-01 |  | 2593.5463 |  | 853.5146 | 1733.7967
| 2010-03-01 |  | 1988.5201 |  | 853.5146 | 1733.7967
| 2010-06-01 |  | 1568.4237 |  | 853.5146 | 1733.7967
| 2010-07-01 | 1976.6487 |  |  | 853.5146 | 1733.7967
| 2010-08-01 |  |  | 1763.9865 | 853.5146 | 1733.7967
| 2010-10-01 |  | 1621.2281 |  | 853.5146 | 1733.7967
| 2011-02-01 |  | 1595.8692 |  | 770.2451 | 1776.0958
| 2011-03-01 |  | 1522.1813 |  | 770.2451 | 1776.0958
| 2011-05-01 | 2156.4761 |  |  | 770.2451 | 1776.0958
| 2011-06-01 | 1549.5512 |  |  | 770.2451 | 1776.0958
| 2011-08-01 | 2143.5114 |  |  | 770.2451 | 1776.0958
| 2011-09-01 | 2142.4873 |  |  | 770.2451 | 1776.0958
| 2011-10-01 |  |  | 1720.8187 | 770.2451 | 1776.0958
| 2011-11-01 |  |  | 1725.1301 | 770.2451 | 1776.0958
| 2011-12-01 |  |  | 1319.2789 | 770.2451 | 1776.0958
| 2012-01-01 |  | 1917.2667 |  | 739.1959 | 1658.2171
| 2012-02-01 |  | 1444.8071 |  | 739.1959 | 1658.2171
| 2012-10-01 |  | 1465.3028 |  | 739.1959 | 1658.2171
| 2013-01-17 |  | 1467.8611 |  | 769.2009 | 1612.3304
| 2013-02-01 |  | 1623.0241 |  | 769.2009 | 1612.3304
| 2013-05-01 |  |  | 1558.0607 | 769.2009 | 1612.3304
| 2013-07-01 |  | 1423.4835 |  | 769.2009 | 1612.3304
| 2013-11-01 |  |  | 1653.1885 | 769.2009 | 1612.3304
| 2013-12-01 |  | 1142.817 |  | 769.2009 | 1612.3304
| 2014-01-01 |  |  | 1143.0345 | 651.4113 | 1445.2573
| 2014-03-01 |  |  | 1071.955 | 651.4113 | 1445.2573
| 2014-04-01 |  |  | 1229.0586 | 651.4113 | 1445.2573
| 2014-05-01 |  | 1510.6045 |  | 651.4113 | 1445.2573
| 2014-06-01 |  |  | 1172.6173 | 651.4113 | 1445.2573
| 2014-07-01 |  | 1368.8637 |  | 651.4113 | 1445.2573
| 2014-12-01 |  | 1423.8728 |  | 651.4113 | 1445.2573
| 2015-01-01 |  | 1452.1396 |  | 586.5905 | 1234.2991
| 2015-09-01 |  |  | 1565.3348 | 586.5905 | 1234.2991
| 2016-01-16 |  |  |  | 597.6651 | 1200.6723
| 2016-07-01 |  |  | 1055.6187 | 597.6651 | 1200.6723
| 2016-12-16 |  |  |  | 597.6651 | 1200.6723
| 2017-06-01 |  |  |  | 606.0685 | 1058.9772
| 2017-12-01 |  |  |  | 606.0685 | 1058.9772
| 2018-06-01 |  |  |  | 609.1005 | 881.2453
| 2018-12-01 |  |  |  | 591.8618 | 881.2453
| 2019-03-01 |  |  |  | 563.7101 | 1038.7395
| 2019-06-01 |  |  |  | 563.7101 | 951.5927
| 2019-09-02 |  |  |  | 563.7101 | 833.9367
| 2019-12-01 |  |  |  | 563.7101 | 991.0586
| 2020-03-29 |  |  |  | 604.6942 | 915.6946
| 2020-06-29 |  |  |  | 616.6588 | 992.0025
| 2020-09-27 |  |  |  | 541.2014 | 928.4126
| 2020-12-25 |  |  |  | 510.9666 | 902.9767
| 2021-03-23 |  |  |  | 499.7378 | 1013.4311
| 2021-06-30 |  |  |  | 434.5546 | 1000.7632
| 2021-09-30 |  |  |  | 434.5546 | 1026.099
| 2021-12-31 |  |  |  | 415.9308 | 1089.4385
| 2022-03-31 |  |  |  | 311.4998 | 995.91
| 2022-06-30 |  |  |  | 297.5936 | 1023.2069
| 2022-09-30 |  |  |  | 317.0623 | 1068.1267
| 2022-12-31 |  |  |  | 317.0623 | 1175.185
| 2023-03-31 |  |  |  |  | 922.5465
SOURCE: WISER AND BOLLINGER, 2017; BNEF, 2018 AND GLOBAL DATA, 2017; Vestas Wind Systems A/S, 2005-2018; Yang et al., 2017

## Fig 2.4
Figure 2.4 Total installed costs of onshore wind projects and global weighted-average, 1984-2022
Total installed costs (2022 USD/kW)
Onshore wind
| Year | 5th percentile | Weighted average | 95th percentile
| 1984 | 4333.03 | 5495.51 | 5370.54
| 1985 | 4373.38 | 5383.94 | 5427.99
| 1986 | 4199.28 | 4745.14 | 4841.29
| 1987 | 3977.43 | 4588.47 | 4714.11
| 1988 | 3515.08 | 3523.46 | 3537.25
| 1989 | 3249.23 | 3301.98 | 3576.56
| 1990 | 3644.97 | 3722.92 | 3967.94
| 1991 | 3272.71 | 3661.88 | 3934.46
| 1992 | 3239.38 | 3603.03 | 4751.69
| 1993 | 1929.01 | 3605.88 | 3575.11
| 1994 | 1621.02 | 3337.77 | 3514.5
| 1995 | 2330.82 | 3051.11 | 3240.88
| 1996 | 2398.49 | 2902.7 | 3157.83
| 1997 | 1597.32 | 2716.64 | 3115.16
| 1998 | 1634.99 | 2728.65 | 2962.75
| 1999 | 1637.6 | 2545.99 | 2977.73
| 2000 | 1108.46 | 2473.99 | 2806.24
| 2001 | 1262.22 | 2324.94 | 3631.7
| 2002 | 1201.26 | 2305.45 | 2716.9
| 2003 | 700.58 | 2178.17 | 2556.33
| 2004 | 1241.62 | 2205.31 | 2809.58
| 2005 | 1312.53 | 2084.37 | 3066.71
| 2006 | 1413.58 | 2126.31 | 3046.02
| 2007 | 1202.23 | 2137.58 | 2860.37
| 2008 | 1318.49 | 2260.12 | 3112.29
| 2009 | 1429.2 | 2299.99 | 3125.75
| 2010 | 1365.49 | 2173.08 | 3079.98
| 2011 | 1378.26 | 2148.79 | 3105.51
| 2012 | 1401.21 | 2212.55 | 3285.59
| 2013 | 1347.53 | 2042.08 | 3379.77
| 2014 | 1316.18 | 1995.33 | 3354.97
| 2015 | 1333.06 | 1839.57 | 3272.5
| 2016 | 1316.96 | 1828.81 | 2896.38
| 2017 | 1301 | 1825.41 | 2953.23
| 2018 | 1301.4 | 1740.75 | 2675.75
| 2019 | 1242.72 | 1653.1 | 2749.47
| 2020 | 1164.61 | 1496.35 | 2518.92
| 2021 | 955.78 | 1418.18 | 2291.15
| 2022 | 801.32 | 1274.19 | 2006.04

## Fig 2.5
Figure 2.5 Onshore wind weighted-average total installed costs in 15 countries, 1984–2022
Weighted average total installed costs (2022 USD/kW)
Onshore wind
| Country | 1984 | 1985 | 1986 | 1987 | 1988 | 1989 | 1990 | 1991 | 1992 | 1993 | 1994 | 1995 | 1996 | 1997 | 1998 | 1999 | 2000 | 2001 | 2002 | 2003 | 2004 | 2005 | 2006 | 2007 | 2008 | 2009 | 2010 | 2011 | 2012 | 2013 | 2014 | 2015 | 2016 | 2017 | 2018 | 2019 | 2020 | 2021 | 2022 | Country | % decrease/increase
| Denmark | 4333.03 | 4314.79 | 4163.61 | 3936.5 | 3538.48 | 3406.25 | 3680.74 | 3643.47 | 3434.87 | 3340.5 |  | 2885.19 | 2790.82 | 2715.48 | 2678.17 | 2526.66 | 2394.19 | 2280.79 | 1958.04 | 1901.69 | 1721.57 | 1901.48 | 2170.98 |  | 2799.81 |  | 2665.29 | 2866.67 | 2309.92 | 2514.85 |  | 2132.24 | 2132.24 | 1964.61 | 2134.65 | 2131.67 | 2131.67 |  |  | Denmark | -50.8%
| United States | 5553.63 | 5486.57 | 4876.96 | 4755.03 | 3513.85 | 3221.52 | 3644.97 | 3511.41 | [6 empty] | 2438.48 | 2316.55 | 2070.27 | 2050.14 | 2027.51 | 1748.26 | 2131.28 | 1844.14 | 1897.71 | 2215.64 | 2558.26 | 2679.58 | 2684.72 | 2658.63 | 2433.3 | 2251.46 | 2136.02 | 2042.92 | 2088.4 | 1890.91 | 1843.69 | 1742.54 | 1540.47 | 1478.51 | 1219.41 | United States | -78.04%
| Germany | 4333.03 | [5 empty] | 3864.78 | 3825.64 | 3606.61 | 3507.52 | 3248.52 | 2743.29 | 2627.46 | 2603.07 | 2712.81 | 2580.57 | 2552.12 | 2518.26 | 2546.65 | 2520.8 | 2530 | 2501.87 | 2453.97 | 2447.21 | 2641.07 | 2590.86 | 2548.02 | 2548.02 | 2314.87 | 2286.82 | 2256.06 | 2214.04 | 2171.83 | 2171.49 | 2135.76 | 1976.94 | 1968.01 | 1831.53 | 1895.12 | Germany | -56.26%
| Sweden | 4333.03 | [5 empty] | 3864.78 | 3825.64 | 3606.61 | 3507.52 | 3248.52 | 3029.45 | 2930.36 | 2851.26 | 2812.08 | 2653 |  | 2394.83 | 2377.52 | 1996.78 | 2406.78 | 2377.52 | 2377.52 | 2402.29 | 2621.36 | 2754.5 | 2612.51 | 2403.5 | 2614.37 | 2253.33 | 2407.15 | 2152.44 | 1979.8 | 1794.22 | 1431.96 | 1502.86 | 1505.72 | 1412.77 | 1237 | Sweden | -71.45%
| Italy | [5 empty] | 3576.56 |  | 3825.64 | 3606.61 | 3507.52 | 3248.52 | 3029.45 | 2930.36 | 2851.26 | 2812.08 | 2653 | 2513.9 | 2394.83 | 2304.36 | 2426.29 | 2257.17 | 2291.41 | 2288.5 | 2429.56 | 2613.28 | 3095.33 | 2866.2 | 3516.01 | 3289.66 | 2269.51 | 2224.63 | 2381.01 | 2006.4 | 2870.95 | 1972.42 | 1873.63 | 1919.21 | 1473.73 | 1449.26 | Italy | -59.48%
| United Kingdom | [5 empty] | 3576.56 | 3864.78 | 3825.64 | 3919.01 | 3362.51 | 3248.52 | 3029.45 | 2930.36 | 2851.26 | 2812.08 | 2653 | 2172.39 | 2251 | 2033.2 | 2426.29 | 3013.55 | 2435.88 | 2414.09 | 2395.44 | 2694.52 | 1724.24 | 2493.25 | 2647.02 | 2588.59 | 2601.18 | 2541.23 | 2503.18 | 2346.94 | 2370.73 | 2070.96 | 2127.66 | 1928.72 | 2075.68 | 1482.4 | United Kingdom | -58.55%
| India | [6 empty] | 4023.49 | 4023.49 | 3657.72 | 3657.72 | 3657.72 | 3413.87 | 3291.94 | 3170.02 | 3048.1 | 2926.17 | 2495.86 | 2166.21 | 2003.27 | 2300.92 | 1842.92 | 1796.36 | 1950.78 | 1812.51 | 1671.77 | 1411.71 | 1537.46 | 1362.27 | 1627.21 | 1672.43 | 1592.44 | 1429.27 | 1314.74 | 1299.89 | 1301.17 | 1182.93 | 1151.2 | 990.81 | 1122.05 | India | -72.11%
| Spain | [6 empty] | 3864.78 | 3825.64 | 3606.61 | 3507.52 | 3248.52 | 3029.45 | 2930.36 | 2851.26 | 2812.08 | 2653 | 2513.9 | 2375.89 | 2055.94 | 1996.78 | 2119.29 | 2092.61 | 2157.14 | 2429.92 | 2379.04 | 2662.88 | 2748.21 | 2673.59 | 2345.46 | 2334.8 | 1966.64 | 1859.57 | 1831.92 | 2010.69 | 2624.35 | 1740.92 | 1366.15 | 1253.62 | 1159.11 | Spain | -70.01%
| Canada | [6 empty] | 3644.97 |  | 3109.06 |  | 1613.21 |  | 2323.87 |  |  | 2316.55 | 2194.63 | 1906.21 | 2238.71 | 1952.65 | 1978.9 | 1886.48 | 2234.7 | 2450.55 | 2478.34 | 2483.76 | 3021.82 | 2787.11 | 3036.31 | 2930.69 | 2741.04 | 2831.48 | 2651.93 | 2328.18 | 2082.56 | 2726.55 | 1562.5 | 1463.89 | 1714.49 | Canada | -52.96%
| France | [7 empty] | 3825.64 |  | 3507.52 |  |  | 2930.36 | 2851.26 | 2812.08 | 2653 | 2010.26 | 2394.83 | 2055.94 | 1991.43 | 2194.63 | 2064.63 | 2195.11 | 2002.19 | 3012.96 | 2660.39 | 2779.05 | 2491.62 | 2260.92 | 2130.88 | 2013.38 | 2008.11 | 1986.94 | 2263.38 | 2186.03 | 1979.96 | 1718.01 | 1903.17 | 1917.8 | France | -49.87%
| China | [12 empty] | 3048.1 | 3048.1 | 2926.17 | 2682.33 | 2560.4 | 2438.48 | 2377.52 | 1936.08 | 2023.68 | 1882.15 | 1807.78 | 1701.8 | 1751.42 | 1782.74 | 1662.85 | 1617.71 | 1582.55 | 1503.32 | 1526.31 | 1481.82 | 1476.56 | 1399.04 | 1449.6 | 1371.4 | 1401.47 | 1238.57 | 1102.91 | China | -63.82%
| Türkiye | [14 empty] | 1934.88 |  | 1968.35 | [8 empty] | 1669.71 | 2711.49 | 2510.34 | 1987 | 2191.18 | 2115.98 | 2179.48 | 2197.47 | 1983.35 | 2103.29 | 1887.82 | 1493.55 | 1370.87 | 1655.96 | Türkiye | -14.42%
| Brazil | [14 empty] | 1612.2 |  |  | 3720.82 | 3099.36 | 3681.53 |  | 3535.79 | 2781.02 | 2848.19 | 2874.68 | 3090.57 | 2926.17 | 2897.74 | 2942.56 | 2934.81 | 2492.83 | 2162.94 | 2267.32 | 1946.23 | 1975.47 | 1748.02 | 1606.06 | 1230.49 | 1052.45 | Brazil | -71.71%
| Japan | [16 empty] | 2624.46 |  |  |  |  | 2408.15 |  |  |  |  | 3079.9 | 2617.91 | 3890.09 | 3465.82 | 3275.09 | 2606.07 | 3080.29 | 2772.03 | 2929.08 | 2538.37 | 3535.3 | 3350.76 | 3520.53 | Japan | 34.14%
| Mexico | [23 empty] | 1844.91 | 1536.91 | 2532.43 | 3147.41 | 2873.09 | 2492.44 | 2792.18 | 2841.71 | 2433.47 | 2279.03 | 2187.44 | 1694.74 | 1984.37 | 1700.37 | 1574.51 | 1520.68 | Mexico | -17.57%

## Fig 2.6
Figure 2.6 Onshore wind weighted average total installed costs in smaller markets by country, 2010-2022
Total installed costs (2022 USD/kW)
Onshore wind
| Country | Year | Weighted average
| Argentina | 2012 | 2633.62
| Argentina | 2013 | 2792.24
| Argentina | 2014 | 2481.96
| Argentina | 2015 | 2389.52
| Argentina | 2017 | 2463.46
| Argentina | 2018 | 1923.51
| Argentina | 2019 | 1676.16
| Argentina | 2020 | 1881.87
| Argentina | 2021 | 1908.27
| Argentina | 2022 | 1463.41
| Australia | 2010 | 3902.91
| Australia | 2011 | 4123.83
| Australia | 2012 | 3516.03
| Australia | 2013 | 2609.83
| Australia | 2014 | 2846.86
| Australia | 2015 | 2656.39
| Australia | 2016 | 2478.43
| Australia | 2017 | 1924.81
| Australia | 2018 | 1791.74
| Australia | 2019 | 1743.83
| Australia | 2020 | 1924.25
| Australia | 2021 | 1330.06
| Australia | 2022 | 1360.73
| Austria | 2012 | 2309.92
| Austria | 2013 | 2871.85
| Austria | 2014 | 2398.76
| Austria | 2015 | 2331.24
| Austria | 2016 | 2386.49
| Austria | 2017 | 1914.38
| Austria | 2018 | 1818.67
| Austria | 2022 | 1447.95
| Chile | 2011 | 3075.95
| Chile | 2012 | 2311.85
| Chile | 2013 | 2323.16
| Chile | 2014 | 2471.8
| Chile | 2015 | 2549.81
| Chile | 2016 | 2230.51
| Chile | 2017 | 2011.01
| Chile | 2018 | 1959.19
| Chile | 2019 | 2766.87
| Chile | 2020 | 1700.16
| Chile | 2021 | 1683.88
| Chile | 2022 | 1284.74
| Costa Rica | 2011 | 2482.24
| Costa Rica | 2012 | 3773.24
| Costa Rica | 2014 | 2893.65
| Costa Rica | 2015 | 2976.25
| Costa Rica | 2016 | 2934.73
| Costa Rica | 2017 | 2368.14
| Croatia | 2011 | 2287.45
| Croatia | 2012 | 1903.45
| Croatia | 2014 | 2788.19
| Croatia | 2015 | 1984.96
| Croatia | 2016 | 2202.04
| Croatia | 2017 | 2202.04
| Croatia | 2020 | 1854.5
| Croatia | 2021 | 1718.79
| Cyprus | 2010 | 2112.56
| Cyprus | 2011 | 2235.53
| Cyprus | 2012 | 2388.4
| Cyprus | 2013 | 2579.05
| Cyprus | 2016 | 2164.61
| Dominican Republic | 2011 | 1582.32
| Dominican Republic | 2012 | 2773.42
| Dominican Republic | 2013 | 2432.11
| Dominican Republic | 2014 | 2489.41
| Dominican Republic | 2016 | 2822.57
| Dominican Republic | 2017 | 2289.46
| Dominican Republic | 2018 | 2346.34
| Dominican Republic | 2019 | 1947.8
| Dominican Republic | 2020 | 2286.04
| Egypt | 2010 | 1728.13
| Egypt | 2015 | 2168.2
| Egypt | 2018 | 1960.83
| Egypt | 2020 | 1624.13
| Egypt | 2021 | 1528.46
| Egypt | 2022 | 1467.87
| Ethiopia | 2011 | 2967.46
| Ethiopia | 2012 | 2781.06
| Ethiopia | 2015 | 2671.1
| Ethiopia | 2016 | 2932.69
| Ethiopia | 2019 | 2131.67
| Ethiopia | 2022 | 2141.67
| Finland | 2013 | 2018.55
| Finland | 2014 | 2274.38
| Finland | 2015 | 2636.77
| Finland | 2016 | 2400.62
| Finland | 2017 | 2355.17
| Finland | 2018 | 2193.84
| Finland | 2019 | 1603.88
| Finland | 2020 | 1376.56
| Finland | 2021 | 1812.55
| Finland | 2022 | 1764.66
| Greece | 2010 | 2829.95
| Greece | 2011 | 1815.11
| Greece | 2012 | 2546.84
| Greece | 2014 | 2288.6
| Greece | 2015 | 2274.38
| Greece | 2016 | 1935.58
| Greece | 2017 | 2147.77
| Greece | 2018 | 2365.59
| Greece | 2019 | 2065.29
| Greece | 2020 | 2074.9
| Greece | 2021 | 1451.14
| Greece | 2022 | 1850
| Indonesia | 2017 | 2917.75
| Indonesia | 2018 | 2243.86
| Indonesia | 2019 | 2504.09
| Indonesia | 2020 | 2382.66
| Ireland | 2010 | 3992.55
| Ireland | 2011 | 2430.85
| Ireland | 2012 | 2430.85
| Ireland | 2013 | 2430.85
| Ireland | 2014 | 2461.71
| Ireland | 2015 | 2175.09
| Ireland | 2016 | 2055.36
| Ireland | 2017 | 2268.25
| Ireland | 2018 | 2274.54
| Ireland | 2019 | 2642.51
| Ireland | 2020 | 2482.24
| Ireland | 2022 | 2028.48
| Morocco | 2010 | 1508.2294
| Morocco | 2011 | 2324.97
| Morocco | 2012 | 2726.04
| Morocco | 2013 | 2250.91
| Morocco | 2014 | 2365.18
| Morocco | 2016 | 1651.38
| Morocco | 2017 | 1642.99
| Morocco | 2018 | 2340.96
| Morocco | 2020 | 1490.01
| Morocco | 2021 | 1001.69
| Morocco | 2022 | 1882.77
| Netherlands | 2010 | 2033.77
| Netherlands | 2012 | 2481.68
| Netherlands | 2013 | 1929.01
| Netherlands | 2014 | 2321.77
| Netherlands | 2015 | 2947.37
| Netherlands | 2016 | 2078.76
| Netherlands | 2017 | 2942.11
| Netherlands | 2018 | 2668.63
| Netherlands | 2019 | 2379.15
| Netherlands | 2020 | 2285.02
| Netherlands | 2021 | 2306.54
| Netherlands | 2022 | 1770.07
| New Zealand | 2011 | 2167.12
| New Zealand | 2014 | 3274.6
| New Zealand | 2015 | 2787.24
| New Zealand | 2020 | 1484.57
| New Zealand | 2021 | 1432.92
| Norway | 2012 | 2487.61
| Norway | 2013 | 2363.93
| Norway | 2015 | 1928.39
| Norway | 2016 | 2071.24
| Norway | 2017 | 2140.65
| Norway | 2018 | 2169.45
| Norway | 2019 | 1994.48
| Norway | 2020 | 1405.32
| Norway | 2021 | 1648.73
| Pakistan | 2012 | 3053.71
| Pakistan | 2014 | 2494.34
| Pakistan | 2015 | 2983.13
| Pakistan | 2016 | 3074.6
| Pakistan | 2017 | 2979.31
| Pakistan | 2018 | 2384.86
| Pakistan | 2021 | 2001.41
| Pakistan | 2022 | 1244.82
| Panama | 2013 | 2123.18
| Panama | 2014 | 1942.05
| Panama | 2015 | 2345.46
| Panama | 2016 | 2346.15
| Peru | 2013 | 1993.91
| Peru | 2014 | 3184.64
| Peru | 2015 | 2819.29
| Peru | 2016 | 2242.31
| Peru | 2018 | 1402.38
| Philippines | 2013 | 3553.33
| Philippines | 2014 | 3194.08
| Philippines | 2015 | 3167.88
| Philippines | 2016 | 3149.93
| Philippines | 2017 | 3343.27
| Philippines | 2019 | 2095.14
| Poland | 2010 | 2948.41
| Poland | 2011 | 2535.77
| Poland | 2012 | 2529.07
| Poland | 2013 | 2599.54
| Poland | 2014 | 2341.91
| Poland | 2015 | 2176.61
| Poland | 2016 | 2164.93
| Poland | 2017 | 1612.95
| Poland | 2020 | 1639.04
| Poland | 2021 | 1808.93
| Poland | 2022 | 1647.53
| Portugal | 2010 | 2309.92
| Portugal | 2011 | 2711.7
| Portugal | 2012 | 2783.75
| Portugal | 2013 | 2259.95
| Portugal | 2014 | 2203.31
| Portugal | 2015 | 2238.85
| Portugal | 2016 | 2009.49
| Portugal | 2017 | 2080.8
| Portugal | 2018 | 1970.9
| Republic of Korea | 2010 | 2720.47
| Republic of Korea | 2011 | 2523.38
| Republic of Korea | 2012 | 2714.78
| Republic of Korea | 2015 | 2700.04
| Republic of Korea | 2016 | 2621.38
| Republic of Korea | 2017 | 2566.44
| Republic of Korea | 2018 | 2531.98
| Republic of Korea | 2019 | 2476.99
| Republic of Korea | 2021 | 2575.33
| Republic of Korea | 2022 | 2531.54
| Russian Federation | 2015 | 2651.81
| Russian Federation | 2018 | 2247.72
| Russian Federation | 2019 | 1727.38
| Russian Federation | 2020 | 1779.04
| Russian Federation | 2021 | 1571.06
| Russian Federation | 2022 | 1636.69
| South Africa | 2012 | 2509.52
| South Africa | 2013 | 2767.11
| South Africa | 2014 | 2646.38
| South Africa | 2015 | 2428.51
| South Africa | 2016 | 2086.05
| South Africa | 2017 | 2243.06
| South Africa | 2019 | 2104.83
| South Africa | 2020 | 1918.24
| South Africa | 2021 | 2015.84
| South Africa | 2022 | 1931.97
| Ukraine | 2011 | 1343.1
| Ukraine | 2012 | 2795.36
| Ukraine | 2013 | 2880.89
| Ukraine | 2014 | 2309.92
| Ukraine | 2017 | 2234.28
| Ukraine | 2019 | 2340.62
| Ukraine | 2020 | 1635.28
| Ukraine | 2021 | 1321.42
| Uruguay | 2011 | 3856.98
| Uruguay | 2012 | 3704.84
| Uruguay | 2013 | 2629.24
| Uruguay | 2014 | 2696.37
| Uruguay | 2015 | 2339.34
| Uruguay | 2017 | 2604.85
| Viet Nam | 2011 | 2368.71
| Viet Nam | 2012 | 3112.37
| Viet Nam | 2013 | 2925.55
| Viet Nam | 2015 | 2347.83
| Viet Nam | 2016 | 2371.66
| Viet Nam | 2017 | 2486.35
| Viet Nam | 2019 | 2564.13
| Viet Nam | 2020 | 2580.98
| Viet Nam | 2021 | 1646.39
| Viet Nam | 2022 | 1722.31

## Fig 2.7
Figure 2.7 Historical onshore wind weighted average capacity factors in 15 countries, 1984–2022
Capacity factor (%)
Onshore wind
| Country | 1984 | 1985 | 1986 | 1987 | 1988 | 1989 | 1990 | 1991 | 1992 | 1993 | 1994 | 1995 | 1996 | 1997 | 1998 | 1999 | 2000 | 2001 | 2002 | 2003 | 2004 | 2005 | 2006 | 2007 | 2008 | 2009 | 2010 | 2011 | 2012 | 2013 | 2014 | 2015 | 2016 | 2017 | 2018 | 2019 | 2020 | 2021 | 2022 | Country | % increase
| Denmark | 20.7% | 22% | 22% | 22% | 19.2% | 20.5% | 21.7% | 22.8% | 22.1% | 21.5% |  | 23% | 23% | 21.9% | 21.2% | 20.7% | 18.2% | 18.2% | 22.2% | 27.1% | 28.3% | 25.9% | 23% |  | 29% |  | 27% | 28% | 29% | 30% |  | 34% | 35% | 36.7% | 39.4% | 39% | 39% |  |  | Denmark | 88.41%
| United States | 19% | 20% | 20% | 20% | 20% | 20% | 20% | 20% | [6 empty] | 26.3% | 26.3% | 27.8% | 29.5% | 30.7% | 31.4% | 32.9% | 33.4% | 30.5% | 34.2% | 33.5% | 30.9% | 32.9% | 30.5% | 31.3% | 34.6% | 40% | 39.4% | 41% | 42.1% | 43.6% | 43.8% | 42.52% | 45.1% | 43.86% | United States | 130.8%
| Sweden | 20.7% | [5 empty] | 21.7% | 22.8% | 20% | 20% | 20% | 20% | 19% | 20% | 20% | 20% |  | 23% | 20% | 23% | 24% | 23% | 23% | 25.9% | 24% | 27.2% | 28.6% | 27.8% | 29.6% | 31.3% | 29.9% | 30.3% | 32.8% | 33.6% | 37% | 37.9% | 37.78% | 36.88% | 34.99% | Sweden | 69.03%
| Germany | 20.7% | [5 empty] | 21.7% | 22.8% | 20% | 20% | 25% | 18% | 19% | 19% | 21% | 19% | 19.2% | 18.3% | 23% | 25% | 25.1% | 24% | 23% | 25% | 22% | 23.1% | 24% | 24% | 24% | 24.1% | 25.3% | 26.1% | 26.9% | 27.1% | 31.3% | 31.1% | 34.05% | 27.68% | 28% | Germany | 35.25%
| United Kingdom | [5 empty] | 20.5% | 21.7% | 22.8% | 21.7% | 21.1% | 20% | 20% | 19% | 20% | 20% | 20% | 25% | 22.6% | 21.2% | 23% | 25.7% | 23.3% | 23% | 24.1% | 24% | 31.4% | 30.1% | 29.5% | 31.8% | 30.1% | 30% | 31% | 33.1% | 33.4% | 40.4% | 32.8% | 36.83% | 41.14% | 37.95% | United Kingdom | 85.14%
| Italy | [5 empty] | 20.5% |  | 22.8% | 20% | 20% | 20% | 20% | 19% | 20% | 20% | 20% | 20% | 23% | 20% | 23% | 25.2% | 22.4% | 22.9% | 24.1% | 23.9% | 25.3% | 25.4% | 25.3% | 25.5% | 25.3% | 25% | 26% | 28.7% | 30.4% | 33% | 33% | 32.55% | 33% | 33.24% | Italy | 62.16%
| India | [6 empty] | 21.7% | 19% | 19% | 19% | 19% | 19% | 19% | 20% | 19% | 19% | 18.2% | 22.5% | 20.3% | 21.3% | 23.8% | 22% | 21% | 25.2% | 22.1% | 24.1% | 24.7% | 23.2% | 23.2% | 23.4% | 22.7% | 23.3% | 23.6% | 28.2% | 34.7% | 32.2% | 33.32% | 35.23% | 32.52% | India | 49.88%
| Spain | [6 empty] | 27.7% | 27.7% | 27.7% | 27.7% | 27.7% | 27.7% | 27.7% | 27.7% | 28.4% | 29.1% | 26.7% | 26.4% | 24.8% | 25.1% | 23.8% | 25.1% | 24.9% | 23.7% | 23.5% | 26.8% | 26.7% | 26.7% | 26.7% | 26.7% | 26.7% | 30.2% | 31% | 33.5% | 28.2% | 38.5% | 37.91% | 42.52% | 32.13% | Spain | 16%
| Canada | [6 empty] | 21.7% |  | 20% |  | 27.1% |  | 19% |  |  | 19% | 22% | 27.3% | 32.1% | 28% | 29% | 33.9% | 32.9% | 31.6% | 31.1% | 31.2% | 32.4% | 33.2% | 30.4% | 31.1% | 32.5% | 35.3% | 32.7% | 34.2% | 35.7% | 39.3% | 38.06% | 45.16% | 46.79% | Canada | 115.6%
| France | [7 empty] | 22.8% |  | 20% |  |  | 19% | 20% | 20% | 20% | 21.1% | 23% | 20% | 26.5% | 24% | 23.4% | 24.2% | 24.1% | 24.1% | 26.4% | 26.5% | 26.4% | 26.3% | 26.5% | 26.5% | 26.8% | 27.6% | 26.2% | 30.8% | 33% | 32.23% | 35.67% | 31.89% | France | 39.88%
| China | [12 empty] | 19% | 19% | 20% | 19% | 20% | 23% | 20% | 24.5% | 23.9% | 23.1% | 24.1% | 25.9% | 24.7% | 25.6% | 25.4% | 25.2% | 24.1% | 23.7% | 24.9% | 23.7% | 25.1% | 26.6% | 26.9% | 31.4% | 39.37% | 36.08% | 35.44% | China | 86.55%
| Türkiye | [14 empty] | 30.1% |  | 33.6% | [8 empty] | 34.7% | 25.8% | 32.6% | 30.4% | 32.1% | 30.6% | 32.5% | 37% | 36.8% | 34.6% | 34.3% | 37.34% | 39.2% | 38.27% | Türkiye | 27.15%
| Japan | [16 empty] | 22% |  |  |  |  | 21% |  |  |  |  | 24% | 24% | 25% | 25% | 25% | 25% | 19.7% | 25.3% | 24.7% | 25% | 34.63% | 24.31% | 24.99% | Japan | 13.58%
| Brazil | [17 empty] | 35% | 35.2% | 36% |  | 37% | 41.8% | 40.8% | 45.9% | 37.1% | 36% | 42.9% | 44.1% | 45.6% | 45.6% | 45.5% | 47.4% | 47.5% | 46.7% | 51.2% | 49.02% | 51.84% | 49.88% | Brazil | 42.52%
| Mexico | [23 empty] | 41.8% | 42.1% | 40.7% | 40.2% | 40.9% | 45.4% | 41.6% | 40.7% | 38% | 35.6% | 38.9% | 43.5% | 35% | 36.07% | 37.03% | 49.88% | Mexico | 19.34%

## Fig 2.8
Figure 2.8 Onshore wind weighted average capacity factors for new projects in smaller markets by country and year, 2010-2022
Capacity factor (%)
Onshore wind
| Country | Year | Weighted average
| Argentina | 2012 | 41.28%
| Argentina | 2013 | 43.02%
| Argentina | 2014 | 44.11%
| Argentina | 2015 | 44.21%
| Argentina | 2017 | 42.69%
| Argentina | 2018 | 49.28%
| Argentina | 2019 | 48.25%
| Argentina | 2020 | 47.66%
| Argentina | 2021 | 49.62%
| Argentina | 2022 | 53%
| Australia | 2010 | 34.08%
| Australia | 2011 | 40.25%
| Australia | 2012 | 34.5%
| Australia | 2013 | 32.39%
| Australia | 2014 | 33.75%
| Australia | 2015 | 35.77%
| Australia | 2016 | 34.38%
| Australia | 2017 | 34.44%
| Australia | 2018 | 37.89%
| Australia | 2019 | 37.63%
| Australia | 2020 | 34.72%
| Australia | 2021 | 38.95%
| Australia | 2022 | 38.43%
| Austria | 2012 | 24%
| Austria | 2013 | 18%
| Austria | 2014 | 24%
| Austria | 2015 | 25%
| Austria | 2016 | 27.5%
| Austria | 2017 | 25.35%
| Austria | 2018 | 27%
| Austria | 2022 | 21.92%
| Chile | 2011 | 27.95%
| Chile | 2012 | 30.25%
| Chile | 2013 | 30.26%
| Chile | 2014 | 30.97%
| Chile | 2015 | 31.76%
| Chile | 2016 | 32.78%
| Chile | 2017 | 30.62%
| Chile | 2018 | 39.5%
| Chile | 2019 | 38.45%
| Chile | 2020 | 43.41%
| Chile | 2021 | 42.63%
| Chile | 2022 | 26.6%
| Costa Rica | 2011 | 32.05%
| Costa Rica | 2012 | 32.46%
| Costa Rica | 2014 | 48%
| Costa Rica | 2015 | 49.11%
| Costa Rica | 2016 | 47.07%
| Costa Rica | 2017 | 54.36%
| Croatia | 2011 | 21%
| Croatia | 2012 | 21.07%
| Croatia | 2014 | 21%
| Croatia | 2015 | 27.71%
| Croatia | 2016 | 38.03%
| Croatia | 2017 | 38.03%
| Croatia | 2020 | 38%
| Croatia | 2021 | 36.23%
| Cyprus | 2010 | 23.66%
| Cyprus | 2011 | 23.34%
| Cyprus | 2012 | 19.04%
| Cyprus | 2013 | 16.65%
| Cyprus | 2016 | 22.63%
| Dominican Republic | 2011 | 32.53%
| Dominican Republic | 2012 | 31.93%
| Dominican Republic | 2013 | 33.45%
| Dominican Republic | 2014 | 22.07%
| Dominican Republic | 2016 | 41.86%
| Dominican Republic | 2017 | 52.35%
| Dominican Republic | 2018 | 39%
| Dominican Republic | 2019 | 43%
| Dominican Republic | 2020 | 43%
| Egypt | 2010 | 39.78%
| Egypt | 2011 | 38%
| Egypt | 2015 | 45.66%
| Egypt | 2016 | 46.89%
| Egypt | 2018 | 43.8%
| Egypt | 2019 | 45.66%
| Egypt | 2020 | 45.66%
| Egypt | 2021 | 45.66%
| Egypt | 2022 | 45.66%
| Ethiopia | 2011 | 37.99%
| Ethiopia | 2012 | 37%
| Ethiopia | 2015 | 35.74%
| Ethiopia | 2016 | 36.53%
| Ethiopia | 2019 | 36.3%
| Ethiopia | 2022 | 44.43%
| Finland | 2013 | 36.41%
| Finland | 2014 | 29%
| Finland | 2015 | 32.85%
| Finland | 2016 | 35.98%
| Finland | 2017 | 37.81%
| Finland | 2018 | 39.41%
| Finland | 2019 | 51%
| Finland | 2020 | 38.14%
| Finland | 2021 | 37.75%
| Finland | 2022 | 34.05%
| Greece | 2010 | 25%
| Greece | 2011 | 26%
| Greece | 2012 | 27%
| Greece | 2014 | 26%
| Greece | 2015 | 26%
| Greece | 2016 | 26.71%
| Greece | 2017 | 28.83%
| Greece | 2018 | 29.15%
| Greece | 2019 | 31.53%
| Greece | 2020 | 28.88%
| Greece | 2021 | 26.17%
| Greece | 2022 | 36%
| Indonesia | 2017 | 29.39%
| Indonesia | 2018 | 38.05%
| Indonesia | 2019 | 26.2%
| Indonesia | 2020 | 32.25%
| Ireland | 2010 | 34.29%
| Ireland | 2011 | 33%
| Ireland | 2012 | 33%
| Ireland | 2013 | 33%
| Ireland | 2014 | 28.81%
| Ireland | 2015 | 40%
| Ireland | 2016 | 42.88%
| Ireland | 2017 | 38.31%
| Ireland | 2018 | 40.61%
| Ireland | 2019 | 38.77%
| Ireland | 2020 | 26.94%
| Ireland | 2022 | 40%
| Morocco | 2010 | 20.69%
| Morocco | 2011 | 44.67%
| Morocco | 2012 | 42.42%
| Morocco | 2013 | 38.18%
| Morocco | 2014 | 31.29%
| Morocco | 2016 | 26%
| Morocco | 2018 | 37.82%
| Morocco | 2021 | 25.37%
| Morocco | 2022 | 39.27%
| Netherlands | 2010 | 28%
| Netherlands | 2012 | 25%
| Netherlands | 2013 | 27.98%
| Netherlands | 2014 | 25.6%
| Netherlands | 2015 | 31.62%
| Netherlands | 2016 | 28.69%
| Netherlands | 2017 | 31.31%
| Netherlands | 2018 | 49.93%
| Netherlands | 2019 | 39.17%
| Netherlands | 2020 | 48.47%
| Netherlands | 2021 | 41.22%
| Netherlands | 2022 | 33.1%
| New Zealand | 2011 | 33.83%
| New Zealand | 2014 | 44.86%
| New Zealand | 2015 | 43.65%
| New Zealand | 2020 | 40.3%
| New Zealand | 2021 | 38.97%
| Norway | 2012 | 27%
| Norway | 2013 | 32%
| Norway | 2015 | 38.57%
| Norway | 2016 | 34.62%
| Norway | 2017 | 40.33%
| Norway | 2018 | 38.1%
| Norway | 2019 | 35.73%
| Norway | 2020 | 38.83%
| Norway | 2021 | 43.18%
| Pakistan | 2012 | 31.43%
| Pakistan | 2014 | 32.21%
| Pakistan | 2015 | 30.98%
| Pakistan | 2016 | 35.9%
| Pakistan | 2017 | 32.02%
| Pakistan | 2018 | 35.92%
| Pakistan | 2021 | 38%
| Pakistan | 2022 | 35.43%
| Panama | 2013 | 31.13%
| Panama | 2014 | 31%
| Panama | 2015 | 32%
| Panama | 2016 | 23.79%
| Peru | 2013 | 45.87%
| Peru | 2014 | 45.74%
| Peru | 2015 | 52.73%
| Peru | 2016 | 52%
| Peru | 2018 | 51.77%
| Philippines | 2013 | 28.56%
| Philippines | 2014 | 29.7%
| Philippines | 2015 | 28.5%
| Philippines | 2016 | 27%
| Philippines | 2017 | 35%
| Philippines | 2019 | 33%
| Poland | 2010 | 22.15%
| Poland | 2011 | 22.32%
| Poland | 2012 | 23%
| Poland | 2013 | 20.3%
| Poland | 2014 | 24.08%
| Poland | 2015 | 26.78%
| Poland | 2016 | 28.44%
| Poland | 2017 | 28.45%
| Poland | 2020 | 38.24%
| Poland | 2021 | 35.93%
| Poland | 2022 | 30.13%
| Portugal | 2010 | 27%
| Portugal | 2011 | 23%
| Portugal | 2012 | 27%
| Portugal | 2013 | 23%
| Portugal | 2014 | 28%
| Portugal | 2015 | 28%
| Portugal | 2016 | 23.78%
| Portugal | 2017 | 38.81%
| Portugal | 2018 | 38.81%
| Republic of Korea | 2010 | 26.1%
| Republic of Korea | 2011 | 26.5%
| Republic of Korea | 2012 | 24.62%
| Republic of Korea | 2015 | 24.34%
| Republic of Korea | 2016 | 33.63%
| Republic of Korea | 2017 | 33.63%
| Republic of Korea | 2018 | 40%
| Republic of Korea | 2019 | 36.78%
| Republic of Korea | 2021 | 37%
| Republic of Korea | 2022 | 29.7%
| Russian Federation | 2015 | 33.28%
| Russian Federation | 2018 | 45%
| Russian Federation | 2019 | 36.14%
| Russian Federation | 2020 | 36.59%
| Russian Federation | 2021 | 36.86%
| Russian Federation | 2022 | 40.79%
| South Africa | 2012 | 29.46%
| South Africa | 2013 | 27.08%
| South Africa | 2014 | 29.92%
| South Africa | 2015 | 32.41%
| South Africa | 2016 | 33.37%
| South Africa | 2017 | 40.45%
| South Africa | 2019 | 40.93%
| South Africa | 2020 | 40.79%
| South Africa | 2021 | 44.84%
| South Africa | 2022 | 47.6%
| Ukraine | 2011
| Ukraine | 2012
| Ukraine | 2013 | 27%
| Ukraine | 2014 | 27%
| Ukraine | 2017 | 30.88%
| Ukraine | 2019 | 40.44%
| Ukraine | 2020 | 42.09%
| Ukraine | 2021 | 39.76%
| Uruguay | 2011 | 42%
| Uruguay | 2012 | 44.52%
| Uruguay | 2013 | 44.83%
| Uruguay | 2014 | 40.62%
| Uruguay | 2015 | 42.76%
| Uruguay | 2017 | 48.31%
| Viet Nam | 2011 | 32%
| Viet Nam | 2012 | 38.32%
| Viet Nam | 2013 | 34.76%
| Viet Nam | 2015 | 32%
| Viet Nam | 2016 | 37.51%
| Viet Nam | 2017 | 40.1%
| Viet Nam | 2019 | 33.81%
| Viet Nam | 2020 | 42.75%
| Viet Nam | 2021 | 33.97%
| Viet Nam | 2022 | 36.07%

## Fig 2.9
Figure 2.9 Change in the weighted average capacity factor and wind speed for new projects by country between 2010 and 2020
|  | Percentage change capacity factor between 2010-2020 | Percentage change in wind speed between 2010-2021
| Brazil | 36.16% | -0.5648%
| Canada | 17.57% | -6.69%
| France | 21.83% | -15.18%
| Germany | 41.87% | -18.28%
| Japan | 44.28% | -10.8%
| Netherlands | 73.12% | 6.641%
| Sweden | 32.08% | -14.36%
| Türkiye | 44.74% | -19.97%
| United Kingdom | 22.35% | -21.03%

## Fig 2.10
Figure 2.10 Full-service (initial and renewal) O&M pricing indexes and weighted average O&M costs in Brazil, Denmark, Germany, Ireland, Japan, Norway, Sweden and the United States, 2008-2022
O&M costs (2022 USD/kW/year)
|  | Initial Full-Service Contracts | Full-Service Renewal Contracts | Sweden | Ireland | Germany | Denmark | United States of America | Norway | Japan | Brazil
| 2008 | 71.7409 |  | 105.9667 | 56.9244 | 107.2832 | 74.9548 | 82.8083 | 76.3772 | 105 | 54.8089
| 2009 | 69.8884 |  | 124.7832 | 76.5489 | 101.7936 | 71.1194 | 76.3309 | 74.9628 | 103.4984 | 52.397
| 2010 | 62.9354 |  | 76.6206 | 102.4441 | 96.304 | 67.284 | 71.4758 | 73.5484 | 101.9969 | 49.9851
| 2011 | 66.4338 | 50.6334 | 79.8494 | 90.0587 | 93.4804 | 65.3112 | 72.9028 | 72.134 | 100.4953 | 47.5732
| 2012 | 45.1241 | 43.3749 | 76.8005 | 62.9249 | 90.6567 | 63.3385 | 65.8631 | 66.5852 | 98.9937 | 45.1613
| 2013 | 63.3461 | 38.9094 | 66.7287 | 66.4452 | 85.2434 | 59.5564 | 67.0085 | 69.2487 | 97.4922 | 42.7494
| 2014 | 35.2872 | 59.2993 | 69.3066 | 99.5175 | 79.83 | 48.0779 | 65.5194 | 61.7216 | 95.9906 | 40.3375
| 2015 | 25.6962 | 40.4264 | 48.6551 | 48.1119 | 74.4166 | 57.5536 | 53.3586 | 51.4347 | 94.4891 | 37.9256
| 2016 | 31.3009 | 36.2638 | 50.76 | 42.4939 | 69.0033 | 45.1496 | 52.1177 | 49.8207 | 92.9875 | 35.5137
| 2017 | 24.5532 | 29.7452 | 51.4485 | 39.9805 | 73.5074 | 38.5574 | 51.4485 | 48.2068 | 91.4859 | 33.1018
| 2018 | 21.2729 |  | 52.5557 | 37.467 | 78.0116 | 40.249 | 52.5557 | 50.4754 | 118.5722 | 30.6899
| 2019 | 18.3661 | 23.7204 | 48.9388 | 34.9535 | 57.087 | 52.578 | 48.9388 | 48.2068 | 108.1132 | 28.278
| 2020 | 20.0003 | 25.1935 | 39.0799 | 32.44 | 45.5866 | 31.0363 | 39.0799 | 38.4954 | 86.3334 | 25.8661
| 2021 | 16.1604 | 31.5053 | 36.4281 | 29.9265 | 42.4933 | 29.9265 | 36.4281 | 35.8832 | 80.4752 | 26.8377
| 2022 | 15.8479 | [5 empty] | 26.4415 |  |  | 23.4986

## Fig 2.11
Figure 2.11 LCOE of onshore wind projects and global weighted average, 1984–2022
LCOE (2022 USD/kWh)
| Year | Weighted average
| 1984 | 0.33941
| 1985 | 0.31516
| 1986 | 0.27986
| 1987 | 0.27156
| 1988 | 0.22415
| 1989 | 0.2074
| 1990 | 0.22047
| 1991 | 0.21153
| 1992 | 0.21191
| 1993 | 0.22296
| 1994 | 0.20977
| 1995 | 0.21948
| 1996 | 0.19608
| 1997 | 0.17179
| 1998 | 0.16097
| 1999 | 0.15867
| 2000 | 0.16997
| 2001 | 0.14919
| 2002 | 0.13792
| 2003 | 0.12084
| 2004 | 0.12272
| 2005 | 0.11496
| 2006 | 0.11825
| 2007 | 0.10766
| 2008 | 0.11332
| 2009 | 0.11098
| 2010 | 0.10724
| 2011 | 0.10192
| 2012 | 0.09328
| 2013 | 0.093891
| 2014 | 0.084304
| 2015 | 0.072628
| 2016 | 0.067264
| 2017 | 0.063133
| 2018 | 0.053577
| 2019 | 0.04694
| 2020 | 0.039059
| 2021 | 0.034822
| 2022 | 0.033055

## Fig 2.12
Figure 2.12 The weighted average LCOE of commissioned onshore wind projects in 15 countries, 1984–2022
LCOE (2022 USD/kWh)
Onshore wind
| Country | 1984 | 1985 | 1986 | 1987 | 1988 | 1989 | 1990 | 1991 | 1992 | 1993 | 1994 | 1995 | 1996 | 1997 | 1998 | 1999 | 2000 | 2001 | 2002 | 2003 | 2004 | 2005 | 2006 | 2007 | 2008 | 2009 | 2010 | 2011 | 2012 | 2013 | 2014 | 2015 | 2016 | 2017 | 2018 | 2019 | 2020 | 2021 | 2022 | Country | % decrease
| Denmark | 0.25122 | 0.23551 | 0.22816 | 0.21759 | 0.22785 | 0.20764 | 0.20853 | 0.19732 | 0.19372 | 0.19454 |  | 0.1617 | 0.15749 | 0.16173 | 0.16504 | 0.16193 | 0.17616 | 0.16979 | 0.12446 | 0.099902 | 0.088983 | 0.10449 | 0.12961 |  | 0.12522 |  | 0.12629 | 0.12339 | 0.095886 | 0.093787 |  | 0.066549 | 0.058397 | 0.048251 | 0.046081 | 0.047558 | 0.042062 |  |  | Denmark | -83.26%
| Brazil | [14 empty] | 0.055969 |  |  | 0.14917 | 0.12648 | 0.14365 |  | 0.13481 | 0.097384 | 0.10278 | 0.09056 | 0.1195 | 0.11612 | 0.09379 | 0.089677 | 0.08306 | 0.069171 | 0.058499 | 0.056767 | 0.047617 | 0.047304 | 0.036021 | 0.034057 | 0.024916 | 0.02367 | Brazil | -84.13%
| Canada | [6 empty] | 0.20526 |  | 0.19537 |  | 0.09732 |  | 0.16333 |  |  | 0.16294 | 0.13504 | 0.10195 | 0.096227 | 0.097265 | 0.095339 | 0.087117 | 0.09248 | 0.10494 | 0.1055 | 0.10482 | 0.11736 | 0.10367 | 0.11502 | 0.10587 | 0.092489 | 0.085057 | 0.085225 | 0.068655 | 0.056398 | 0.060191 | 0.038327 | 0.031061 | 0.032444 | Canada | -84.19%
| China | [12 empty] | 0.1924 | 0.1924 | 0.17653 | 0.17268 | 0.15781 | 0.13179 | 0.14844 | 0.10404 | 0.10985 | 0.10759 | 0.10211 | 0.089451 | 0.094648 | 0.095892 | 0.087353 | 0.082455 | 0.081039 | 0.076026 | 0.07166 | 0.066537 | 0.061516 | 0.048453 | 0.050813 | 0.039509 | 0.036389 | 0.029394 | 0.027206 | China | -85.86%
| France | [7 empty] | 0.21487 |  | 0.22812 |  |  | 0.20902 | 0.19452 | 0.19251 | 0.18437 | 0.14644 | 0.14882 | 0.15379 | 0.11909 | 0.13408 | 0.13236 | 0.13338 | 0.12542 | 0.16843 | 0.13893 | 0.14162 | 0.1249 | 0.11121 | 0.10085 | 0.092291 | 0.086341 | 0.079164 | 0.08686 | 0.067609 | 0.055386 | 0.048789 | 0.047713 | 0.050422 | France | -76.53%
| Germany | 0.26703 | [5 empty] | 0.23227 | 0.21989 | 0.23891 | 0.23384 | 0.17646 | 0.21634 | 0.19871 | 0.19739 | 0.18395 | 0.19593 | 0.19308 | 0.20154 | 0.16055 | 0.14665 | 0.14677 | 0.1519 | 0.15625 | 0.14364 | 0.17254 | 0.15945 | 0.1493 | 0.14272 | 0.12718 | 0.11879 | 0.10588 | 0.095103 | 0.085712 | 0.083017 | 0.069719 | 0.057321 | 0.048936 | 0.053676 | 0.055075 | Germany | -79.37%
| India | [6 empty] | 0.25267 | 0.28871 | 0.26449 | 0.26449 | 0.26449 | 0.24835 | 0.24028 | 0.2206 | 0.22414 | 0.21607 | 0.1949 | 0.15693 | 0.14622 | 0.15863 | 0.11628 | 0.12238 | 0.13708 | 0.11018 | 0.11696 | 0.09001 | 0.096308 | 0.087914 | 0.10154 | 0.098054 | 0.096737 | 0.081583 | 0.070763 | 0.056921 | 0.044688 | 0.044496 | 0.040354 | 0.031525 | 0.037443 | India | -85.18%
| Italy | [5 empty] | 0.2161 |  | 0.20546 | 0.2225 | 0.21743 | 0.20416 | 0.19295 | 0.19776 | 0.18382 | 0.18182 | 0.17367 | 0.16655 | 0.13952 | 0.15582 | 0.14092 | 0.12193 | 0.13807 | 0.13565 | 0.13471 | 0.14407 | 0.15451 | 0.14325 | 0.16479 | 0.14903 | 0.10788 | 0.10275 | 0.099279 | 0.075937 | 0.092362 | 0.060019 | 0.0552 | 0.054905 | 0.042822 | 0.041859 | Italy | -80.63%
| Japan | [16 empty] | 0.17665 |  |  |  |  | 0.17452 |  |  |  |  | 0.17883 | 0.15532 | 0.19521 | 0.17427 | 0.16281 | 0.13431 | 0.18752 | 0.13214 | 0.1488 | 0.12731 | 0.11286 | 0.14759 | 0.15043 | Japan | -14.84%
| Mexico | [23 empty] | 0.066652 | 0.058698 | 0.087951 | 0.10412 | 0.08968 | 0.069919 | 0.081588 | 0.079643 | 0.073108 | 0.073009 | 0.061085 | 0.043343 | 0.059641 | 0.048257 | 0.044128 | 0.046274 | Mexico | -30.57%
| Spain | [6 empty] | 0.16212 | 0.16067 | 0.15257 | 0.14891 | 0.13933 | 0.13123 | 0.12756 | 0.12464 | 0.12023 | 0.11175 | 0.11628 | 0.11248 | 0.1063 | 0.10272 | 0.11335 | 0.10672 | 0.1102 | 0.12801 | 0.12609 | 0.12094 | 0.1238 | 0.11654 | 0.1005 | 0.096281 | 0.080332 | 0.065194 | 0.060139 | 0.059187 | 0.081507 | 0.040546 | 0.032548 | 0.026452 | 0.032864 | Spain | -79.73%
| Sweden | 0.26638 | [5 empty] | 0.23166 | 0.21931 | 0.23825 | 0.23317 | 0.21991 | 0.20869 | 0.21433 | 0.19957 | 0.19756 | 0.18942 |  | 0.15321 | 0.17531 | 0.13549 | 0.14734 | 0.15244 | 0.15244 | 0.13808 | 0.1565 | 0.15048 | 0.12063 | 0.11468 | 0.11101 | 0.088337 | 0.095676 | 0.077781 | 0.066453 | 0.059721 | 0.044338 | 0.042437 | 0.040481 | 0.038096 | 0.03722 | Sweden | -86.03%
| Türkiye | [14 empty] | 0.090889 |  | 0.082568 | [8 empty] | 0.071003 | 0.13502 | 0.099949 | 0.088536 | 0.089529 | 0.097743 | 0.085142 | 0.076214 | 0.068784 | 0.076567 | 0.073157 | 0.052992 | 0.047002 | 0.05496 | Türkiye | -39.53%
| United Kingdom | [5 empty] | 0.21588 | 0.21694 | 0.20526 | 0.22059 | 0.20215 | 0.20394 | 0.19272 | 0.19752 | 0.1836 | 0.18159 | 0.17344 | 0.11892 | 0.13498 | 0.14063 | 0.14073 | 0.14806 | 0.13972 | 0.14018 | 0.13301 | 0.14631 | 0.080513 | 0.10788 | 0.1108 | 0.098789 | 0.09834 | 0.092896 | 0.084812 | 0.073319 | 0.069639 | 0.048678 | 0.05946 | 0.048109 | 0.044436 | 0.035009 | United Kingdom | -83.78%
| United States | 0.34341 | 0.3228 | 0.29159 | 0.28534 | 0.22179 | 0.20682 | 0.2285 | 0.22166 | [6 empty] | 0.12679 | 0.12204 | 0.10638 | 0.10002 | 0.094636 | 0.083852 | 0.092639 | 0.081724 | 0.092345 | 0.091197 | 0.104 | 0.11621 | 0.10825 | 0.11432 | 0.096984 | 0.079891 | 0.065892 | 0.059846 | 0.055023 | 0.048305 | 0.044458 | 0.040086 | 0.03577 | 0.031009 | 0.028641 | United States | -91.66%

## Fig 2.13
Figure 2.13 Onshore wind weighted average LCOE in smaller markets by country and year, 2010-2022
LCOE (2022 USD/kWh)
Onshore wind
| Country | Year | Weighted average
| Argentina | 2012 | 0.11717
| Argentina | 2013 | 0.11827
| Argentina | 2014 | 0.10316
| Argentina | 2015 | 0.098663
| Argentina | 2017 | 0.10391
| Argentina | 2018 | 0.071714
| Argentina | 2019 | 0.065137
| Argentina | 2020 | 0.072773
| Argentina | 2021 | 0.070548
| Argentina | 2022 | 0.051696
| Australia | 2010 | 0.13643
| Australia | 2011 | 0.11703
| Australia | 2012 | 0.11414
| Australia | 2013 | 0.092393
| Australia | 2014 | 0.089734
| Australia | 2015 | 0.07592
| Australia | 2016 | 0.072837
| Australia | 2017 | 0.058781
| Australia | 2018 | 0.046691
| Australia | 2019 | 0.044319
| Australia | 2020 | 0.049994
| Australia | 2021 | 0.033433
| Australia | 2022 | 0.032908
| Austria | 2012 | 0.11753
| Austria | 2013 | 0.17885
| Austria | 2014 | 0.11075
| Austria | 2015 | 0.098487
| Austria | 2016 | 0.08728
| Austria | 2017 | 0.076302
| Austria | 2018 | 0.065628
| Austria | 2022 | 0.059363
| Chile | 2011 | 0.13772
| Chile | 2012 | 0.096919
| Chile | 2013 | 0.095491
| Chile | 2014 | 0.094151
| Chile | 2015 | 0.089725
| Chile | 2016 | 0.07602
| Chile | 2017 | 0.071807
| Chile | 2018 | 0.053382
| Chile | 2019 | 0.076146
| Chile | 2020 | 0.041278
| Chile | 2021 | 0.041543
| Chile | 2022 | 0.05386
| Costa Rica | 2011 | 0.0993
| Costa Rica | 2012 | 0.1366
| Costa Rica | 2014 | 0.070114
| Costa Rica | 2015 | 0.068275
| Costa Rica | 2016 | 0.077836
| Costa Rica | 2017 | 0.048729
| Croatia | 2011 | 0.1597
| Croatia | 2012 | 0.1318
| Croatia | 2014 | 0.16796
| Croatia | 2015 | 0.091314
| Croatia | 2016 | 0.089738
| Croatia | 2017 | 0.066794
| Croatia | 2020 | 0.050583
| Croatia | 2021 | 0.048123
| Cyprus | 2010 | 0.13818
| Cyprus | 2011 | 0.14043
| Cyprus | 2012 | 0.17429
| Cyprus | 2013 | 0.20389
| Cyprus | 2016 | 0.11205
| Dominican Republic | 2011 | 0.077628
| Dominican Republic | 2012 | 0.11775
| Dominican Republic | 2013 | 0.081074
| Dominican Republic | 2014 | 0.15271
| Dominican Republic | 2016 | 0.086319
| Dominican Republic | 2017 | 0.055101
| Dominican Republic | 2018 | 0.073561
| Dominican Republic | 2019 | 0.055299
| Dominican Republic | 2020 | 0.061456
| Egypt | 2010 | 0.07341
| Egypt | 2015 | 0.067369
| Egypt | 2018 | 0.060144
| Egypt | 2020 | 0.048649
| Egypt | 2021 | 0.045919
| Egypt | 2022 | 0.044374
| Ethiopia | 2011 | 0.11037
| Ethiopia | 2012 | 0.10354
| Ethiopia | 2015 | 0.092807
| Ethiopia | 2016 | 0.094852
| Ethiopia | 2019 | 0.064649
| Ethiopia | 2022 | 0.049145
| Finland | 2013 | 0.066618
| Finland | 2014 | 0.086556
| Finland | 2015 | 0.080902
| Finland | 2016 | 0.067363
| Finland | 2017 | 0.05825
| Finland | 2018 | 0.051314
| Finland | 2019 | 0.028992
| Finland | 2020 | 0.033538
| Finland | 2021 | 0.038367
| Finland | 2022 | 0.041772
| Greece | 2010 | 0.14419
| Greece | 2011 | 0.095964
| Greece | 2012 | 0.1152
| Greece | 2014 | 0.10303
| Greece | 2015 | 0.09834
| Greece | 2016 | 0.081623
| Greece | 2017 | 0.079183
| Greece | 2018 | 0.082053
| Greece | 2019 | 0.068436
| Greece | 2020 | 0.069609
| Greece | 2021 | 0.056644
| Greece | 2022 | 0.049179
| Indonesia | 2017 | 0.12965
| Indonesia | 2018 | 0.068458
| Indonesia | 2019 | 0.10513
| Indonesia | 2020 | 0.081443
| Ireland | 2010 | 0.15038
| Ireland | 2011 | 0.10018
| Ireland | 2012 | 0.089054
| Ireland | 2013 | 0.08737
| Ireland | 2014 | 0.11007
| Ireland | 2015 | 0.05766
| Ireland | 2016 | 0.049587
| Ireland | 2017 | 0.056877
| Ireland | 2018 | 0.051144
| Ireland | 2019 | 0.059887
| Ireland | 2020 | 0.075499
| Ireland | 2022 | 0.041671
| Morocco | 2010
| Morocco | 2011 | 0.076557
| Morocco | 2012 | 0.094803
| Morocco | 2013 | 0.073765
| Morocco | 2014 | 0.069975
| Morocco | 2016 | 0.057595
| Morocco | 2017 | 0.049927
| Morocco | 2018 | 0.060315
| Morocco | 2020 | 0.044372
| Morocco | 2021 | 0.049285
| Morocco | 2022 | 0.051797
| Netherlands | 2010 | 0.099622
| Netherlands | 2012 | 0.11936
| Netherlands | 2013 | 0.084756
| Netherlands | 2014 | 0.10135
| Netherlands | 2015 | 0.093622
| Netherlands | 2016 | 0.079173
| Netherlands | 2017 | 0.087034
| Netherlands | 2018 | 0.047723
| Netherlands | 2019 | 0.05274
| Netherlands | 2020 | 0.039269
| Netherlands | 2021 | 0.044441
| Netherlands | 2022 | 0.045833
| New Zealand | 2011 | 0.083594
| New Zealand | 2014 | 0.077248
| New Zealand | 2015 | 0.06627
| New Zealand | 2020 | 0.03537
| New Zealand | 2021 | 0.034583
| Norway | 2012 | 0.11462
| Norway | 2013 | 0.091948
| Norway | 2015 | 0.058446
| Norway | 2016 | 0.066402
| Norway | 2017 | 0.057428
| Norway | 2018 | 0.06069
| Norway | 2019 | 0.060336
| Norway | 2020 | 0.039909
| Norway | 2021 | 0.039125
| Pakistan | 2012 | 0.13817
| Pakistan | 2014 | 0.11296
| Pakistan | 2015 | 0.13284
| Pakistan | 2016 | 0.11619
| Pakistan | 2017 | 0.12553
| Pakistan | 2018 | 0.091131
| Pakistan | 2021 | 0.071252
| Pakistan | 2022 | 0.051688
| Panama | 2013 | 0.092489
| Panama | 2014 | 0.082495
| Panama | 2015 | 0.088698
| Panama | 2016 | 0.11376
| Peru | 2013 | 0.060482
| Peru | 2014 | 0.087893
| Peru | 2015 | 0.064857
| Peru | 2016 | 0.05197
| Peru | 2018 | 0.032946
| Philippines | 2013 | 0.16332
| Philippines | 2014 | 0.13803
| Philippines | 2015 | 0.13637
| Philippines | 2016 | 0.13686
| Philippines | 2017 | 0.10719
| Philippines | 2019 | 0.070289
| Poland | 2010 | 0.16886
| Poland | 2011 | 0.14548
| Poland | 2012 | 0.13315
| Poland | 2013 | 0.15493
| Poland | 2014 | 0.11149
| Poland | 2015 | 0.090109
| Poland | 2016 | 0.08173
| Poland | 2017 | 0.062274
| Poland | 2020 | 0.041481
| Poland | 2021 | 0.0458
| Poland | 2022 | 0.050655
| Portugal | 2010 | 0.11378
| Portugal | 2011 | 0.14616
| Portugal | 2012 | 0.1222
| Portugal | 2013 | 0.11771
| Portugal | 2014 | 0.0907
| Portugal | 2015 | 0.087446
| Portugal | 2016 | 0.090991
| Portugal | 2017 | 0.054806
| Portugal | 2018 | 0.050567
| Republic of Korea | 2010 | 0.13427
| Republic of Korea | 2011 | 0.12662
| Republic of Korea | 2012 | 0.13492
| Republic of Korea | 2015 | 0.12888
| Republic of Korea | 2016 | 0.08473
| Republic of Korea | 2017 | 0.080867
| Republic of Korea | 2018 | 0.065498
| Republic of Korea | 2019 | 0.067839
| Republic of Korea | 2021 | 0.065899
| Republic of Korea | 2022 | 0.081574
| Russian Federation | 2015 | 0.10337
| Russian Federation | 2018 | 0.059014
| Russian Federation | 2019 | 0.05729
| Russian Federation | 2020 | 0.057032
| Russian Federation | 2021 | 0.049459
| Russian Federation | 2022 | 0.045548
| South Africa | 2012 | 0.12262
| South Africa | 2013 | 0.1393
| South Africa | 2014 | 0.1194
| South Africa | 2015 | 0.096282
| South Africa | 2016 | 0.087566
| South Africa | 2017 | 0.069996
| South Africa | 2019 | 0.060296
| South Africa | 2020 | 0.054042
| South Africa | 2021 | 0.050264
| South Africa | 2022 | 0.045444
| Ukraine | 2011
| Ukraine | 2012
| Ukraine | 2013 | 0.15344
| Ukraine | 2014 | 0.12569
| Ukraine | 2017 | 0.10393
| Ukraine | 2019 | 0.081916
| Ukraine | 2020 | 0.055835
| Ukraine | 2021 | 0.050322
| Uruguay | 2011 | 0.12358
| Uruguay | 2012 | 0.10682
| Uruguay | 2013 | 0.074966
| Uruguay | 2014 | 0.079877
| Uruguay | 2015 | 0.063777
| Uruguay | 2017 | 0.055221
| Viet Nam | 2011 | 0.10789
| Viet Nam | 2012 | 0.10965
| Viet Nam | 2013 | 0.11083
| Viet Nam | 2015 | 0.091211
| Viet Nam | 2016 | 0.075317
| Viet Nam | 2017 | 0.070948
| Viet Nam | 2019 | 0.080224
| Viet Nam | 2020 | 0.05936
| Viet Nam | 2021 | 0.050114
| Viet Nam | 2022 | 0.048408

## Table 2.1
Table 2.1 Total Installed cost ranges and weighted averages for onshore wind projects by country/region, 2010 and 2022
Total installed costs (2022 USD/kW)
Onshore wind
|  | 2010 |  |  | 2022
|  | 5th percentile | Weighted average | 95th percentile | 5th percentile | Weighted average | 95th percentile
(2022 USD/kW)
| Africa | 1530.22 | 1728.13 | 2260.27 | 1530.11 | 1684.75 | 2110.21
| Central America and the Caribbean* | 2801 | 2969.85 | 3127 | 1694 | 1694 | 1694
| Eurasia | 2711.49 | 2711.49 | 2711.49 | 1342.94 | 1650.37 | 2398.03
| Europe | 1959.86 | 2693.03 | 3928.56 | 990.1 | 1625.73 | 1998.41
| North America | 2099.07 | 2742.75 | 3562.35 | 986.7 | 1284.79 | 1906.91
| Oceania | 3398.53 | 3902.91 | 4291.28 | 1069.32 | 1360.73 | 1892.81
| Other Asia | 2054.63 | 2788.65 | 3060.78 | 1216.21 | 1714.85 | 3388.51
| Other South America | 2 513 | 2 739 | 2 863 | 892.2 | 1304.72 | 1504.21
| Brazil | 2926.17 | 2926.17 | 2926.17 | 677.29 | 1052.45 | 1341.57
| China | 1402.59 | 1662.85 | 1946.48 | 901.61 | 1102.91 | 1534.25
| India | 995.53 | 1537.46 | 1790.27 | 949.6 | 1122.05 | 1246.29
Note: “Other Asia” is Asia excluding China and India; “Other South America” is South America excluding Brazil. * Data for 2021.

## Table 2.2
Table 2.2 Country-specific average capacity factors for new onshore wind projects, 2010 and 2022
Capacity factor (%)
Onshore wind
| Country | 2010 | 2021 | 2022
%
| Brazil | 36 | 52 | 50
| Canada | 32 | 45 | 47
| China | 25 | 36 | 35
| Denmark* | 27 | 39* | 39*
| France | 26 | 36 | 32
| Germany | 24 | 28 | 28
| India | 25 | 35 | 33
| Italy | 25 | 33 | 33
| Japan | 24 | 24 | 25
| Mexico | 40 | 37 | 33
| Spain | 27 | 43 | 32
| Sweden | 29 | 37 | 35
| Türkiye | 26 | 39 | 38
| United Kingdom | 30 | 41 | 38
| United States | 33 | 45 | 44
* Countries with data only available for projects commissioned in 2020.

## Table 2.3
Table 2.3 Regional weighted average LCOE and ranges for onshore wind, 2010 and 2022
LCOE (2022 USD/kWh)
Onshore wind
|  | 2010 |  |  | 2022
|  | 5th percentile | Weighted average | 95th percentile | 5th percentile | Weighted average | 95th percentile
(2022 USD/kW)
| Africa | 0.07 | 0.07341 | 0.096 | 0.044534 | 0.045986 | 0.051399
| Central America and the Caribbean | 0.096335 | 0.096335 | 0.096335 | - | - | -
| Eurasia | 0.13502 | 0.13502 | 0.13502 | 0.042003 | 0.05223 | 0.070757
| Europe | 0.090142 | 0.13719 | 0.20587 | 0.029364 | 0.044995 | 0.059431
| North America | 0.069777 | 0.10914 | 0.14822 | 0.025048 | 0.029405 | 0.046541
| Oceania | 0.1208 | 0.13643 | 0.14841 | 0.027345 | 0.032908 | 0.042113
| Other Asia | 0.11316 | 0.15535 | 0.169 | 0.038367 | 0.055 | 0.14545
| Other South America | 0.096 | 0.112 | 0.145 | 0.033933 | 0.052995 | 0.063005
| Brazil | 0.11612 | 0.11612 | 0.11612 | 0.016973 | 0.02367 | 0.030439
| China | 0.070736 | 0.087353 | 0.10953 | 0.02435 | 0.027206 | 0.035373
| India | 0.060416 | 0.096308 | 0.11922 | 0.032413 | 0.037443 | 0.041967

## Fig 3.1
Figure 3.1 Global weighted average total installed costs, capacity factors and LCOE for PV, 2010-2022
Total installed cost (2022 USD/kW)
|  | 2010 | 2011 | 2012 | 2013 | 2014 | 2015 | 2016 | 2017 | 2018 | 2019 | 2020 | 2021 | 2022
| 5th percentile | 3747 | 2887 | 2304 | 1883 | 1576 | 1336 | 1142 | 928 | 893 | 797 | 635 | 618 | 569
| Weighted average | 5123.63 | 4391.77 | 3343.29 | 2934.5 | 2651.67 | 2016.3 | 1833.12 | 1585.96 | 1355.13 | 1119.58 | 983.28 | 917.06 | 876.4
| 95th percentile | 8312 | 8199 | 7120 | 5914 | 5709 | 4477 | 3602 | 3324 | 3204 | 2632 | 2601 | 2095 | 1878
Capacity factor (%)
|  | 2010 | 2011 | 2012 | 2013 | 2014 | 2015 | 2016 | 2017 | 2018 | 2019 | 2020 | 2021 | 2022
| 5th percentile | 11% | 10.1% | 10.5% | 11.9% | 10.8% | 10.8% | 10.7% | 11.5% | 12.4% | 10.7% | 9.9% | 10.8% | 10.3%
| Weighted average | 13.8% | 15.3% | 15.1% | 16.4% | 16.6% | 16.5% | 16.7% | 17.6% | 17.9% | 17.5% | 16.1% | 17.2% | 16.9%
| 95th percentile | 23% | 26% | 25.6% | 23% | 24.4% | 29% | 25.9% | 27% | 26.9% | 23.9% | 20.8% | 21.3% | 20.5%
LCOE (2022 USD/kWh)
|  | 2010 | 2011 | 2012 | 2013 | 2014 | 2015 | 2016 | 2017 | 2018 | 2019 | 2020 | 2021 | 2022
| 5th percentile | 0.2224 | 0.1863 | 0.1491 | 0.1292 | 0.1056 | 0.084 | 0.0777 | 0.0563 | 0.0512 | 0.0489 | 0.0404 | 0.0309 | 0.03
| Weighted average | 0.445 | 0.332 | 0.248 | 0.191 | 0.172 | 0.129 | 0.113 | 0.089 | 0.075 | 0.066 | 0.059 | 0.051 | 0.049
| 95th percentile | 0.558 | 0.553 | 0.443 | 0.401 | 0.38 | 0.306 | 0.254 | 0.224 | 0.214 | 0.176 | 0.172 | 0.127 | 0.12

## Fig 3.2
Figure 3.2 Average monthly solar PV module prices by technology and manufacturing country sold in Europe, 2010 to 2022
Technology | time axis 2009-12-01 to 2023-04-01
| Crystalline Europe (Germany) | 2009-12-01: 4.009; 2010-01-01: 3.837; 2010-02-01: 3.586; 2010-03-01: 3.469; 2010-04-01: 3.452; 2010-05-01: 3.237; 2010-06-01: 3.104; 2010-07-01: 3.141; 2010-08-01: 3.179; 2010-09-01: 3.139; 2010-10-01: 3.329; 2010-11-01: 3.245; 2010-12-01: 3.131; 2011-01-01: 2.961; 2011-02-01: 2.955; 2011-03-01: 2.923; 2011-04-01: 3.014; 2011-05-01: 2.919; 2011-06-01: 2.89; 2011-07-01: 2.708; 2011-08-01: 2.585; 2011-09-01: 2.381; 2011-10-01: 2.292; 2011-11-01: 2.079; 2011-12-01: 1.915; 2012-01-01: 1.755; 2012-02-01: 1.746; 2012-03-01: 1.714; 2012-04-01: 1.661; 2012-05-01: 1.568; 2012-06-01: 1.483; 2012-07-01: 1.425; 2012-08-01: 1.386; 2012-09-01: 1.406; 2012-10-01: 1.371; 2012-11-01: 1.338; 2012-12-01: 1.322; 2013-01-01: 1.318; 2013-02-01: 1.283; 2013-03-01: 1.266; 2013-04-01: 1.283; 2013-05-01: 1.266; 2013-06-01: 1.27; 2013-07-01: 1.259; 2013-08-01: 1.231; 2013-09-01: 1.235; 2013-10-01: 1.245; 2013-11-01: 1.181; 2013-12-01: 1.182; 2014-01-01: 1.153; 2014-02-01: 1.174; 2014-03-01: 1.155; 2014-04-01: 1.119; 2014-05-01: 1.079; 2014-06-01: 1.068; 2014-07-01: 1.064; 2014-08-01: 1.046; 2014-09-01: 0.982; 2014-10-01: 0.933; 2014-11-01: 0.918; 2014-12-01: 0.908; 2015-01-01: 0.822; 2015-02-01: 0.79; 2015-03-01: 0.767; 2015-04-01: 0.763; 2015-05-01: 0.789; 2015-06-01: 0.78; 2015-07-01: 0.752; 2015-08-01: 0.749; 2015-09-01: 0.792; 2015-10-01: 0.792; 2015-11-01: 0.771; 2015-12-01: 0.78; 2016-01-01: 0.771; 2016-02-01: 0.775; 2016-03-01: 0.762; 2016-04-01: 0.777; 2016-05-01: 0.762; 2016-06-01: 0.744; 2016-07-01: 0.719; 2016-08-01: 0.714; 2016-09-01: 0.687; 2016-10-01: 0.678; 2016-11-01: 0.65; 2016-12-01: 0.634; 2017-01-01: 0.602; 2017-02-01: 0.591; 2017-03-01: 0.581; 2017-04-01: 0.581; 2017-05-01: 0.587
| Crystalline Japan | 2009-12-01: 4.009; 2010-01-01: 3.611; 2010-02-01: 3.296; 2010-03-01: 3.415; 2010-04-01: 3.452; 2010-05-01: 3.203; 2010-06-01: 3.072; 2010-07-01: 3.124; 2010-08-01: 3.111; 2010-09-01: 3.156; 2010-10-01: 3.273; 2010-11-01: 3.191; 2010-12-01: 3.078; 2011-01-01: 2.822; 2011-02-01: 2.849; 2011-03-01: 2.85; 2011-04-01: 2.883; 2011-05-01: 2.771; 2011-06-01: 2.611; 2011-07-01: 2.56; 2011-08-01: 2.473; 2011-09-01: 2.273; 2011-10-01: 2.167; 2011-11-01: 2.008; 2011-12-01: 1.88; 2012-01-01: 1.722; 2012-02-01: 1.729; 2012-03-01: 1.681; 2012-04-01: 1.644; 2012-05-01: 1.568; 2012-06-01: 1.499; 2012-07-01: 1.456; 2012-08-01: 1.434; 2012-09-01: 1.455; 2012-10-01: 1.437; 2012-11-01: 1.404; 2012-12-01: 1.406; 2013-01-01: 1.402; 2013-02-01: 1.349; 2013-03-01: 1.298; 2013-04-01: 1.333; 2013-05-01: 1.315; 2013-06-01: 1.303; 2013-07-01: 1.276; 2013-08-01: 1.298; 2013-09-01: 1.285; 2013-10-01: 1.296; 2013-11-01: 1.198; 2013-12-01: 1.199; 2014-01-01: 1.153; 2014-02-01: 1.157; 2014-03-01: 1.172; 2014-04-01: 1.153; 2014-05-01: 1.129; 2014-06-01: 1.101; 2014-07-01: 1.08; 2014-08-01: 1.046; 2014-09-01: 1.013; 2014-10-01: 0.98; 2014-11-01: 0.949; 2014-12-01: 0.954; 2015-01-01: 0.836; 2015-02-01: 0.817; 2015-03-01: 0.805; 2015-04-01: 0.814; 2015-05-01: 0.855; 2015-06-01: 0.86; 2015-07-01: 0.843; 2015-08-01: 0.854; 2015-09-01: 0.874; 2015-10-01: 0.887; 2015-11-01: 0.849; 2015-12-01: 0.846; 2016-01-01: 0.863; 2016-02-01: 0.868; 2016-03-01: 0.842; 2016-04-01: 0.873; 2016-05-01: 0.857; 2016-06-01: 0.838; 2016-07-01: 0.799; 2016-08-01: 0.849; 2016-09-01: 0.809; 2016-10-01: 0.784; 2016-11-01: 0.754; 2016-12-01: 0.723; 2017-01-01: 0.715; 2017-02-01: 0.692; 2017-03-01: 0.681; 2017-04-01: 0.67; 2017-05-01: 0.691
| Crystalline China | 2009-12-01: 3.168; 2010-01-01: 2.93; 2010-02-01: 2.753; 2010-03-01: 2.696; 2010-04-01: 2.705; 2010-05-01: 2.619; 2010-06-01: 2.571; 2010-07-01: 2.735; 2010-08-01: 2.752; 2010-09-01: 2.777; 2010-10-01: 2.924; 2010-11-01: 2.846; 2010-12-01: 2.746; 2011-01-01: 2.545; 2011-02-01: 2.495; 2011-03-01: 2.487; 2011-04-01: 2.471; 2011-05-01: 2.324; 2011-06-01: 2.219; 2011-07-01: 2.078; 2011-08-01: 1.934; 2011-09-01: 1.754; 2011-10-01: 1.634; 2011-11-01: 1.497; 2011-12-01: 1.385; 2012-01-01: 1.296; 2012-02-01: 1.305; 2012-03-01: 1.244; 2012-04-01: 1.191; 2012-05-01: 1.127; 2012-06-01: 1.052; 2012-07-01: 1.002; 2012-08-01: 0.961; 2012-09-01: 0.948; 2012-10-01: 0.942; 2012-11-01: 0.925; 2012-12-01: 0.904; 2013-01-01: 0.896; 2013-02-01: 0.872; 2013-03-01: 0.882; 2013-04-01: 0.905; 2013-05-01: 0.877; 2013-06-01: 0.923; 2013-07-01: 0.916; 2013-08-01: 0.949; 2013-09-01: 0.968; 2013-10-01: 0.989; 2013-11-01: 0.962; 2013-12-01: 0.977; 2014-01-01: 0.952; 2014-02-01: 0.989; 2014-03-01: 0.968; 2014-04-01: 0.949; 2014-05-01: 0.944; 2014-06-01: 0.918; 2014-07-01: 0.914; 2014-08-01: 0.883; 2014-09-01: 0.855; 2014-10-01: 0.84; 2014-11-01: 0.811; 2014-12-01: 0.816; 2015-01-01: 0.74; 2015-02-01: 0.723; 2015-03-01: 0.69; 2015-04-01: 0.699; 2015-05-01: 0.737; 2015-06-01: 0.741; 2015-07-01: 0.739; 2015-08-01: 0.749; 2015-09-01: 0.778; 2015-10-01: 0.764; 2015-11-01: 0.718; 2015-12-01: 0.727; 2016-01-01: 0.732; 2016-02-01: 0.735; 2016-03-01: 0.735; 2016-04-01: 0.75; 2016-05-01: 0.735; 2016-06-01: 0.717; 2016-07-01: 0.692; 2016-08-01: 0.687; 2016-09-01: 0.701; 2016-10-01: 0.664; 2016-11-01: 0.637; 2016-12-01: 0.634; 2017-01-01: 0.614; 2017-02-01: 0.616; 2017-03-01: 0.593; 2017-04-01: 0.581; 2017-05-01: 0.6
| Thin film a-Si | 2009-12-01: 3.285; 2010-01-01: 3.044; 2010-02-01: 2.807; 2010-03-01: 2.822; 2010-04-01: 2.793; 2010-05-01: 2.653; 2010-06-01: 2.635; 2010-07-01: 2.718; 2010-08-01: 2.735; 2010-09-01: 2.691; 2010-10-01: 2.832; 2010-11-01: 2.647; 2010-12-01: 2.554; 2011-01-01: 2.164; 2011-02-01: 2.159; 2011-03-01: 2.106; 2011-04-01: 2.04; 2011-05-01: 1.934; 2011-06-01: 1.921; 2011-07-01: 1.911; 2011-08-01: 1.841; 2011-09-01: 1.647; 2011-10-01: 1.492; 2011-11-01: 1.374; 2011-12-01: 1.248; 2012-01-01: 1.115; 2012-02-01: 1.068; 2012-03-01: 1.025; 2012-04-01: 1.023; 2012-05-01: 0.996; 2012-06-01: 0.957; 2012-07-01: 0.94; 2012-08-01: 0.93; 2012-09-01: 0.965; 2012-10-01: 0.958; 2012-11-01: 0.958; 2012-12-01: 0.954; 2013-01-01: 0.946; 2013-02-01: 0.888; 2013-03-01: 0.882; 2013-04-01: 0.905; 2013-05-01: 0.893; 2013-06-01: 0.94; 2013-07-01: 0.949; 2013-08-01: 0.965; 2013-09-01: 0.968
| Thin film a-Si/u-Si or Global Index (from Q4 2013) | 2.855 | 2.609 | 2.463 | 2.444 | 2.402 | 2.302 | 2.134 | 2.212 | 2.136 | 2.208 | 2.317 | 2.321 | 2.239 | 2.182 | 2.176 | 2.233 | 2.227 | 2.12 | 2.033 | 1.855 | 1.822 | 1.665 | 1.581 | 1.497 | 1.402 | 1.247 | 1.22 | 1.193 | 1.141 | 1.062 | 0.989 | 0.924 | 0.898 | 0.916 | 0.909 | 0.892 | 0.887 | 0.879 | 0.839 | 0.818 | 0.823 | 0.812 | 0.792 | 0.736 | 0.766 | 0.751 | 0.75 | 0.75 | 0.75 | 0.73 | 0.73 | 0.73 | 0.727 | 0.727 | 0.727 | 0.727 | 0.727 | 0.727 | 0.724 | 0.724 | 0.724 | 0.701 | 0.701 | 0.701 | 0.684 | 0.684 | 0.684 | 0.668 | 0.668 | 0.668 | 0.651 | 0.651 | 0.651 | 0.637 | 0.637 | 0.637 | 0.629 | 0.629 | 0.629 | 0.621 | 0.621 | 0.621 | 0.613 | 0.613 | 0.613 | 0.567 | 0.567 | 0.567 | 0.543 | 0.543 | 0.522 | 0.505 | 0.505 | 0.505 | 0.489 | 0.489 | 0.489 | 0.48 | 0.48 | 0.48 | 0.47 | 0.47 | 0.47 | 0.461 | 0.461 | 0.461 | 0.455 | 0.455 | 0.455 | 0.443 | 0.443 | 0.443 | 0.433 | 0.433 | 0.433 | 0.421 | 0.421 | 0.421 | 0.412 | 0.412 | 0.412 | 0.371 | 0.371 | 0.371 | 0.339 | 0.339 | 0.339 | 0.328 | 0.328 | 0.328 | 0.317 | 0.317 | 0.317 | 0.248 | 0.249 | 0.251 | 0.274 | 0.282 | 0.283 | 0.257 | 0.256 | 0.257 | 0.268 | 0.269 | 0.264 | 0.273 | 0.272 | 0.272 | 0.28 | 0.281 | 0.282 | 0.239 | 0.239 | 0.235 | 0.231 | 0.23 | 0.235 | 0.223 | 0.222 | 0.222 | 0.222
| Thin film CdS/CdTe | 2011-01-01: 1.87; 2011-02-01: 1.911; 2011-03-01: 1.834; 2011-04-01: 1.759; 2011-05-01: 1.748; 2011-06-01: 1.753; 2011-07-01: 1.669; 2011-08-01: 1.581; 2011-09-01: 1.378; 2011-10-01: 1.315; 2011-11-01: 1.18; 2011-12-01: 1.094; 2012-01-01: 0.984; 2012-02-01: 0.966; 2012-03-01: 0.958; 2012-04-01: 0.939; 2012-05-01: 0.898; 2012-06-01: 0.845; 2012-07-01: 0.799; 2012-08-01: 0.788; 2012-09-01: 0.801; 2012-10-01: 0.777; 2012-11-01: 0.76; 2012-12-01: 0.787; 2013-01-01: 0.71; 2013-02-01: 0.691; 2013-03-01: 0.673; 2013-04-01: 0.658; 2013-05-01: 0.649; 2013-06-01: 0.643; 2013-07-01: 0.572; 2013-08-01: 0.599; 2013-09-01: 0.584
| All black | 2016-11-01: 0.676; 2016-12-01: 0.66; 2017-01-01: 0.639; 2017-02-01: 0.641; 2017-03-01: 0.656; 2017-04-01: 0.657; 2017-05-01: 0.652; 2017-06-01: 0.662; 2017-07-01: 0.693; 2017-08-01: 0.711; 2017-09-01: 0.718; 2017-10-01: 0.708; 2017-11-01: 0.693; 2017-12-01: 0.657; 2018-01-01: 0.66; 2018-02-01: 0.67; 2018-03-01: 0.668; 2018-04-01: 0.651; 2018-05-01: 0.628; 2018-06-01: 0.592; 2018-07-01: 0.566; 2018-08-01: 0.559; 2018-09-01: 0.497; 2018-10-01: 0.492; 2018-11-01: 0.472; 2018-12-01: 0.484; 2019-01-01: 0.466; 2019-02-01: 0.463; 2019-03-01: 0.448; 2019-04-01: 0.484; 2019-05-01: 0.456; 2019-06-01: 0.486; 2019-07-01: 0.432; 2019-08-01: 0.403; 2019-09-01: 0.436; 2019-10-01: 0.438; 2019-11-01: 0.426; 2019-12-01: 0.428; 2020-01-01: 0.41; 2020-02-01: 0.415; 2020-03-01: 0.433; 2020-04-01: 0.425; 2020-05-01: 0.427; 2020-06-01: 0.415; 2020-07-01: 0.423; 2020-08-01: 0.423; 2020-09-01: 0.409; 2020-10-01: 0.395; 2020-11-01: 0.41; 2020-12-01: 0.435; 2021-01-01: 0.43; 2021-02-01: 0.427; 2021-03-01: 0.42; 2021-04-01: 0.436; 2021-05-01: 0.442; 2021-06-01: 0.451; 2021-07-01: 0.443; 2021-08-01: 0.453; 2021-09-01: 0.453; 2021-10-01: 0.447; 2021-11-01: 0.452; 2021-12-01: 0.46; 2022-01-01: 0.441; 2022-02-01: 0.431; 2022-03-01: 0.418
| High efficiency | 2016-11-01: 0.767; 2016-12-01: 0.71; 2017-01-01: 0.702; 2017-02-01: 0.679; 2017-03-01: 0.669; 2017-04-01: 0.657; 2017-05-01: 0.678; 2017-06-01: 0.675; 2017-07-01: 0.693; 2017-08-01: 0.711; 2017-09-01: 0.732; 2017-10-01: 0.708; 2017-11-01: 0.706; 2017-12-01: 0.671; 2018-01-01: 0.674; 2018-02-01: 0.67; 2018-03-01: 0.654; 2018-04-01: 0.623; 2018-05-01: 0.587; 2018-06-01: 0.565; 2018-07-01: 0.539; 2018-08-01: 0.519; 2018-09-01: 0.484; 2018-10-01: 0.469; 2018-11-01: 0.472; 2018-12-01: 0.471; 2019-01-01: 0.453; 2019-02-01: 0.45; 2019-03-01: 0.448; 2019-04-01: 0.446; 2019-05-01: 0.431; 2019-06-01: 0.435; 2019-07-01: 0.419; 2019-08-01: 0.428; 2019-09-01: 0.399; 2019-10-01: 0.413; 2019-11-01: 0.401; 2019-12-01: 0.415; 2020-01-01: 0.397; 2020-02-01: 0.402; 2020-03-01: 0.421; 2020-04-01: 0.413; 2020-05-01: 0.402; 2020-06-01: 0.403; 2020-07-01: 0.397; 2020-08-01: 0.397; 2020-09-01: 0.396; 2020-10-01: 0.395; 2020-11-01: 0.41; 2020-12-01: 0.422; 2021-01-01: 0.417; 2021-02-01: 0.427; 2021-03-01: 0.407; 2021-04-01: 0.423; 2021-05-01: 0.429; 2021-06-01: 0.438; 2021-07-01: 0.43; 2021-08-01: 0.441; 2021-09-01: 0.428; 2021-10-01: 0.434; 2021-11-01: 0.44; 2021-12-01: 0.448; 2022-01-01: 0.419; 2022-02-01: 0.42; 2022-03-01: 0.418; 2022-04-01: 0.444; 2022-05-01: 0.455; 2022-06-01: 0.454; 2022-07-01: 0.448; 2022-08-01: 0.446; 2022-09-01: 0.426; 2022-10-01: 0.423; 2022-11-01: 0.439; 2022-12-01: 0.434; 2023-01-01: 0.415; 2023-02-01: 0.403; 2023-03-01: 0.402; 2023-04-01: 0.391
| Mainstream | 2016-11-01: 0.585; 2016-12-01: 0.558; 2017-01-01: 0.552; 2017-02-01: 0.528; 2017-03-01: 0.53; 2017-04-01: 0.531; 2017-05-01: 0.548; 2017-06-01: 0.543; 2017-07-01: 0.571; 2017-08-01: 0.586; 2017-09-01: 0.591; 2017-10-01: 0.568; 2017-11-01: 0.54; 2017-12-01: 0.517; 2018-01-01: 0.52; 2018-02-01: 0.527; 2018-03-01: 0.512; 2018-04-01: 0.496; 2018-05-01: 0.464; 2018-06-01: 0.444; 2018-07-01: 0.431; 2018-08-01: 0.412; 2018-09-01: 0.39; 2018-10-01: 0.386; 2018-11-01: 0.354; 2018-12-01: 0.353; 2019-01-01: 0.349; 2019-02-01: 0.334; 2019-03-01: 0.346; 2019-04-01: 0.331; 2019-05-01: 0.342; 2019-06-01: 0.333; 2019-07-01: 0.343; 2019-08-01: 0.328; 2019-09-01: 0.312; 2019-10-01: 0.313; 2019-11-01: 0.313; 2019-12-01: 0.302; 2020-01-01: 0.31; 2020-02-01: 0.317; 2020-03-01: 0.322; 2020-04-01: 0.316; 2020-05-01: 0.305; 2020-06-01: 0.302; 2020-07-01: 0.282; 2020-08-01: 0.278; 2020-09-01: 0.277; 2020-10-01: 0.276; 2020-11-01: 0.291; 2020-12-01: 0.299; 2021-01-01: 0.3; 2021-02-01: 0.311; 2021-03-01: 0.293; 2021-04-01: 0.308; 2021-05-01: 0.325; 2021-06-01: 0.322; 2021-07-01: 0.304; 2021-08-01: 0.315; 2021-09-01: 0.315; 2021-10-01: 0.323; 2021-11-01: 0.342; 2021-12-01: 0.339; 2022-01-01: 0.317; 2022-02-01: 0.329; 2022-03-01: 0.33; 2022-04-01: 0.328; 2022-05-01: 0.339; 2022-06-01: 0.349; 2022-07-01: 0.346; 2022-08-01: 0.344; 2022-09-01: 0.337; 2022-10-01: 0.344; 2022-11-01: 0.347; 2022-12-01: 0.328; 2023-01-01: 0.311; 2023-02-01: 0.299; 2023-03-01: 0.309; 2023-04-01: 0.306
| Low cost | 2016-11-01: 0.416; 2016-12-01: 0.355; 2017-01-01: 0.364; 2017-02-01: 0.365; 2017-03-01: 0.328; 2017-04-01: 0.341; 2017-05-01: 0.352; 2017-06-01: 0.37; 2017-07-01: 0.394; 2017-08-01: 0.404; 2017-09-01: 0.394; 2017-10-01: 0.388; 2017-11-01: 0.374; 2017-12-01: 0.363; 2018-01-01: 0.365; 2018-02-01: 0.371; 2018-03-01: 0.384; 2018-04-01: 0.354; 2018-05-01: 0.328; 2018-06-01: 0.323; 2018-07-01: 0.296; 2018-08-01: 0.306; 2018-09-01: 0.282; 2018-10-01: 0.279; 2018-11-01: 0.262; 2018-12-01: 0.249; 2019-01-01: 0.233; 2019-02-01: 0.257; 2019-03-01: 0.256; 2019-04-01: 0.255; 2019-05-01: 0.253; 2019-06-01: 0.243; 2019-07-01: 0.254; 2019-08-01: 0.239; 2019-09-01: 0.237; 2019-10-01: 0.225; 2019-11-01: 0.238; 2019-12-01: 0.239; 2020-01-01: 0.211; 2020-02-01: 0.219; 2020-03-01: 0.223; 2020-04-01: 0.206; 2020-05-01: 0.207; 2020-06-01: 0.201; 2020-07-01: 0.192; 2020-08-01: 0.198; 2020-09-01: 0.211; 2020-10-01: 0.197; 2020-11-01: 0.199; 2020-12-01: 0.218; 2021-01-01: 0.208; 2021-02-01: 0.22; 2021-03-01: 0.229; 2021-04-01: 0.218; 2021-05-01: 0.221; 2021-06-01: 0.232; 2021-07-01: 0.228; 2021-08-01: 0.214; 2021-09-01: 0.202; 2021-10-01: 0.211; 2021-11-01: 0.22; 2021-12-01: 0.218; 2022-01-01: 0.192; 2022-02-01: 0.193; 2022-03-01: 0.198; 2022-04-01: 0.201; 2022-05-01: 0.201; 2022-06-01: 0.211; 2022-07-01: 0.214; 2022-08-01: 0.223; 2022-09-01: 0.208; 2022-10-01: 0.216; 2022-11-01: 0.224; 2022-12-01: 0.222; 2023-01-01: 0.197; 2023-02-01: 0.196; 2023-03-01: 0.186; 2023-04-01: 0.18
| Bifacial | 2019-09-01: 0.474; 2019-10-01: 0.488; 2019-11-01: 0.476; 2019-12-01: 0.504; 2020-01-01: 0.484; 2020-02-01: 0.476; 2020-03-01: 0.482; 2020-04-01: 0.462; 2020-05-01: 0.439; 2020-06-01: 0.428; 2020-07-01: 0.423; 2020-08-01: 0.423; 2020-09-01: 0.409; 2020-10-01: 0.408; 2020-11-01: 0.424; 2020-12-01: 0.449; 2021-01-01: 0.443; 2021-02-01: 0.44; 2021-03-01: 0.42; 2021-04-01: 0.436; 2021-05-01: 0.455; 2021-06-01: 0.477; 2021-07-01: 0.481; 2021-08-01: 0.479; 2021-09-01: 0.466; 2021-10-01: 0.472; 2021-11-01: 0.476; 2021-12-01: 0.472; 2022-01-01: 0.453; 2022-02-01: 0.442; 2022-03-01: 0.44; 2022-04-01: 0.391; 2022-05-01: 0.391; 2022-06-01: 0.391; 2022-07-01: 0.407; 2022-08-01: 0.407; 2022-09-01: 0.407; 2022-10-01: 0.404; 2022-11-01: 0.404; 2022-12-01: 0.404; 2023-01-01: 0.382; 2023-02-01: 0.382; 2023-03-01: 0.382; 2023-04-01: 0.368

## Fig B3.1a
Figure B3.1a Average yearly solar PV module prices by technology sold in Europe, 2010 to 2021 and 2022 Q1; average (left) and percentage increase (right)
2022 USD/W
| Average module price |  |  |  | Percentage change in average module price
| Technology | Year | Avg. module price (real) |  | 2018 | 2019 | 2020 | 2021 | 2022 | 2023
| Low cost | 2023 | 0.19293 | All black | -14.2% | -22.7% | -6.4% | 5.9% | -2.8%
| Low cost | 2020 | 0.20696 | High efficiency | -18.8% | -23.6% | -5.5% | 6.3% | 1.2% | -6.6%
| Low cost | 2022 | 0.20868 | Mainstream | -19.9% | -25.4% | -9.4% | 6.1% | 6.4% | -8.9%
| Low cost | 2021 | 0.21836 | Low cost | -14.4% | -22.9% | -15.2% | 5.5% | -4.4% | -7.5%
| Low cost | 2019 | 0.24414 | Bifacial |  |  | -8.9% | 4% | -10.4% | -7.3%
| Low cost | 2018 | 0.31653
| Low cost | 2017 | 0.3698
| Mainstream | 2023 | 0.30661
| Mainstream | 2022 | 0.33644
| Mainstream | 2021 | 0.31621
| Mainstream | 2020 | 0.29793
| Mainstream | 2019 | 0.32875
| Mainstream | 2018 | 0.44068
| Mainstream | 2017 | 0.55033
| Bifacial | 2023 | 0.38162
| Bifacial | 2022 | 0.41176
| Bifacial | 2021 | 0.45964
| Bifacial | 2020 | 0.44216
| Bifacial | 2019 | 0.48524
| High efficiency | 2023 | 0.40652
| High efficiency | 2022 | 0.43541
| High efficiency | 2021 | 0.43019
| High efficiency | 2020 | 0.40456
| High efficiency | 2019 | 0.42813
| High efficiency | 2018 | 0.56051
| High efficiency | 2017 | 0.6901
| All black | 2022 | 0.43022
| All black | 2021 | 0.44282
| All black | 2020 | 0.41831
| All black | 2019 | 0.44713
| All black | 2018 | 0.57822
| All black | 2017 | 0.67395

## Fig B3.1b
Figure B3.1b Polysilicon pricing per kilogramme, percent change per year and three-year moving average of polysilicon excess manufacturing capacity, 2003-H1 2023
|  | Polysilicon price (2022 USD/kg) | % change in polysilicon price | 3 year moving average of excess capacity
| 2003 | 43 |  | 118%
| 2004 | 67 | 57% | 100%
| 2005 | 167 | 148% | 89%
| 2006 | 353 | 111% | 86%
| 2007 | 453 | 29% | 72%
| 2008 | 485 | 7% | 43%
| 2009 | 107 | -78% | 23%
| 2010 | 79 | -26% | 0%
| 2011 | 73 | -9% | -19%
| 2012 | 28 | -61% | -15%
| 2013 | 21 | -24% | -7%
| 2014 | 25 | 18% | 0%
| 2015 | 19 | -23% | 8%
| 2016 | 18 | -7% | 12%
| 2017 | 19 | 5% | 5%
| 2018 | 15 | -21% | 2%
| 2019 | 10 | -32% | 5%
| 2020 | 10 | 1% | 9%
| 2021 | 27 | 159% | 13%
| 2022 | 35 | 32% | 17%
| 2023 H1 | 23 | -35% | 27%

## Fig 3.3
Figure 3.3 Total installed PV system cost by project and weighted average for utility-scale systems, 2010-2022
Total installed cost (2022 USD/kW)
|  | 2010 | 2011 | 2012 | 2013 | 2014 | 2015 | 2016 | 2017 | 2018 | 2019 | 2020 | 2021 | 2022
| 5th percentile | 3747 | 2887 | 2304 | 1883 | 1576 | 1336 | 1142 | 928 | 893 | 797 | 635 | 618 | 569
| Weighted average | 5123.63 | 4391.77 | 3343.29 | 2934.5 | 2651.67 | 2016.3 | 1833.12 | 1585.96 | 1355.13 | 1119.58 | 983.28 | 917.06 | 876.4
| 95th percentile | 8312 | 8199 | 7120 | 5914 | 5709 | 4477 | 3602 | 3324 | 3204 | 2632 | 2601 | 2095 | 1878

## Fig B3.2a
Figure B3.2a Global weighted average total installed costs of utility-scale solar PV systems and cost reductions by source, 2010-2022
|  | 2010 | Module | Other soft cost | Installation/EPC/development | Inverter | Racking and mounting | Other BoS hardware | 2022
| 2022 USD/kW | 5 124 | -2 159 | - 659 | - 578 | - 416 | - 313 | - 124 | 876
| Share Of Decline 2010-2022 |  | 51% | 16% | 14% | 10% | 7% | 3%

## Fig B3.2b
Figure B3.2b Global weighted average total installed costs of utility-scale solar PV systems and cost reductions by source, 2010-2016 and 2016-2022
|  | 2010 | Module | Other soft cost | Installation/EPC/development | Inverter | Racking and mounting | Other BoS hardware | 2016 | Module | Other soft cost | Installation/EPC/development | Inverter | Racking and mounting | Other BoS hardware | 2022
| 2022 USD/kW | 5 124 | -1 854 | - 486 | - 454 | - 371 | - 230 | 104 | 1 833 | -305 | -173 | -124 | -45 | -83 | -228 | 876
| Share Of Decline (by period) |  | 56% | 15% | 14% | 11% | 7% | -3% |  | 32% | 18% | 13% | 5% | 9% | 24%

## Figure 3.4
Figure 3.4 Utility-scale solar PV total installed cost trends in selected countries, 2010-2022
| Column1 | 2 010 | 2 011 | 2 012 | 2 013 | 2 014 | 2 015 | 2 016 | 2 017 | 2 018 | 2 019 | 2 020 | 2 021 | 2022 | 2010-2022
| Australia | 7749 | 7603 | 5507 | 3232 | 3374 | 2509 | 2160 | 2211 | 1705 | 1403 | 1176 | 1095 | 923 | -88.09%
| China | 4104 | 3816 | 3076 | 2375 | 1978 | 1528 | 1384 | 1298 | 987 | 891 | 721 | 672 | 715 | -82.58%
| France | 6137 | 6274 | 5549 | 3641 | 2658 | 1749 | 1481 | 1391 | 1205 | 1098 | 1045 | 865 | 1157 | -81.15%
| Germany | 4157 | 3306 | 2627 | 2252 | 1795 | 1436 | 1303 | 1250 | 1249 | 1008 | 776 | 742 | 996 | -76.04%
| India | 5667 | 3491 | 3063 | 3153 | 2140 | 1458 | 1255 | 1252 | 889 | 694 | 661 | 631 | 640 | -88.71%
| Italy | 5811 | 5446 | 2884 | 2284 | 2212 |  |  | 1091 | 976 | 931 | 866 | 840 | 771 | -86.73%
| Japan |  | 6093 | 4396 | 3756 | 3443 | 2491 | 2734 | 2480 | 2357 | 2322 | 2031 | 1812 | 1905
| Netherlands | [6 empty] | 1287 | 1736 | 1310 | 1258 | 1246 | 1094 | 1221
| Republic of Korea | 10089 | 6621 | 2570 | 2987 | 2481 | 2346 | 2315 | 1774 | 1488 | 1405 | 1052 | 1006 | 1338 | -86.74%
| Spain | 5241 | 3661 | 3016 | 2591 | 2598 | 1340 |  |  |  | 860 | 845 | 873 | 778 | -85.16%
| Türkiye | [6 empty] | 1757 | 1410 | 1353 | 1033 | 917 | 867 | 690
| Ukraine |  | 5522 |  | 4501 |  |  |  | 1375 | 1507 | 977 | 948 | 1107
| United Kingdom | 6634 | 5273 | 3120 | 2587 | 2180 | 1715 | 1643 | 1421 | 1528 | 1142 | 937 | 907 | 910 | -86.28%
| United States | 5142 | 5039 | 4955 | 4392 | 3237 | 2885 | 2492 | 2101 | 1737 | 1369 | 1241 | 1162 | 1119 | -78.24%
| Viet Nam | [6 empty] | 2524 | 3219 |  | 1183 | 1052 | 739 | 1167
1.2297
1.2124

## Figure 3.5
Figure 3.4 Utility-scale solar PV total installed cost trends in selected countries, 2010-2022
| Region | Asia | Asia | Asia | Asia | Asia | Asia | Asia | Asia | Eurasia | Eurasia | Europe | Europe | Europe | Europe | Europe | Europe | Europe | Europe | Europe | Europe | Europe | Europe | Europe | Europe
|  | China | China | India | India | Japan | Japan | Republic of Korea | Republic of Korea | Türkiye | Türkiye | Germany | Germany | Denmark | Denmark | Spain | Spain | France | France | Greece | Greece | Netherlands | Netherlands | Poland | Poland
| Year | 2021 | 2022 | 2021 | 2022 | 2021 | 2022 | 2021 | 2022 | 2021 | 2022 | 2021 | 2022 | 2021 | 2022 | 2021 | 2022 | 2021 | 2022 | 2021 | 2022 | 2021 | 2022 | 2021 | 2022
| 2022 USD/kW | 672.15 | 715.31 | 630.87 | 640.49 | 1811.84 | 1905.47 | 1006.29 | 1337.9 | 866.74 | 690.02 | 742.12 | 996.05 | 846 | 1147.56 | 873.01 | 778.33 | 864.81 | 1157.15 | 777.77 | 1172.72 | 1093.69 | 1221.34 | 828.33 | 1049.6
| Change 2021-22 |  | 6.421% |  | 1.525% |  | 5.168% |  | 32.95% |  | -20.39% |  | 34.22% |  | 35.64% |  | -10.84% |  | 33.8% |  | 50.78% |  | 11.67% |  | 26.71%
| Region | Middle East | Middle East | Middle East | Middle East | North America | North America | North America | North America | North America | North America | South America | South America | South America | South America | Oceania | Oceania
|  | United Arab Emirates | United Arab Emirates | Saudi Arabia | Saudi Arabia | Canada | Canada | Mexico | Mexico | United States | United States | Brazil | Brazil | Chile | Chile | Australia | Australia
| Year | 2021 | 2022 | 2021 | 2022 | 2021 | 2022 | 2021 | 2022 | 2021 | 2022 | 2021 | 2022 | 2021 | 2022 | 2021 | 2022
| 2022 USD/kW | 1524.39 | 577.57 | 997.29 | 652.55 | 1160.49 | 960.94 | 932.94 | 958.13 | 1161.53 | 1118.62 | 881.79 | 747.25 | 1137.79 | 888.19 | 1094.68 | 922.74
| Change 2021-22 |  | -62.11% |  | -34.57% |  | -17.2% |  | 2.7% |  | -3.694% |  | -15.26% |  | -21.94% |  | -15.71%

## Fig. 3.6
Figure 3.5 Detailed breakdown of utility-scale solar PV total installed costs by country, 2021
Total installed cost (2022 USD/kW)
|  |  | Japan | Russian Federation | Cyprus | Ireland | Hungary | South Africa | Croatia | Netherlands | Greece | France | Denmark | United States | Poland | Germany | Portugal | Slovenia | Indonesia | Canada | Mexico | Argentina | Australia | United Kingdom | Estonia | Chile | Romania | Bulgaria | Spain | Italy | Brazil | China | Austria | Türkiye | Saudi Arabia | India
|  | Modules | 378 | 548.2 | 430.5 | 300.2 | 444.9 | 299.5 | 350 | 440.8 | 269.2 | 251.5 | 449.5 | 400.9 | 264.7 | 292.6 | 241.1 | 300.3 | 329 | 389.7 | 308.3 | 372.3 | 339.2 | 269.9 | 370 | 302.9 | 312.4 | 284.2 | 284.4 | 300.7 | 191.5 | 257.7 | 271.6 | 203.6 | 226.2 | 196.8
|  | Inverters | 108.3 | 165.3 | 83 | 40.6 | 88.9 | 51.4 | 42 | 69.4 | 45.3 | 41 | 65.2 | 74.3 | 34.8 | 40.6 | 43.1 | 53.2 | 78 | 53.4 | 47.2 | 62.8 | 38 | 38.8 | 49.9 | 44.9 | 45.8 | 53 | 38.9 | 49.7 | 38 | 40 | 42.8 | 27.7 | 29.8 | 28.8
|  | Racking and mounting | 105 | 99.2 | 198.6 | 39.2 | 121.3 | 76.1 | 58.2 | 116.2 | 89.7 | 79.5 | 124.7 | 84.4 | 101.7 | 71.8 | 74.6 | 70.9 | 67 | 89 | 101.6 | 55.4 | 89.3 | 65 | 46.4 | 57.8 | 80.5 | 68.9 | 90.6 | 62.5 | 72.7 | 14.3 | 92.6 | 27.5 | 65.5 | 52.4
|  | Grid connection | 108.6 | 209.6 | 158.4 | 45.5 | 115.1 | 81.3 | 57.6 | 99.8 | 84.3 | 78.9 | 73.4 | 77.4 | 106.4 | 77.7 | 117.4 | 37.8 | 96 | 71 | 74.7 | 76.4 | 44 | 66 | 38.3 | 55.6 | 87.5 | 85.9 | 43.5 | 65.8 | 37.1 | 68.1 | 17.7 | 33.4 | 36.4 | 34.6
|  | Cabling/ wiring | 48 | 79.6 | 29.7 | 50.3 | 71.1 | 62.6 | 24 | 35.5 | 25.7 | 62.7 | 28.7 | 63.3 | 45.7 | 45 | 83.6 | 24.2 | 92 | 45 | 50.6 | 102.9 | 42.1 | 78.5 | 64.2 | 54.9 | 42.5 | 35.7 | 61.5 | 46.5 | 38.9 | 20 | 27.2 | 47.8 | 52.8 | 34.9
|  | Safety and security | 21.2 | 19.5 | 55.6 | 16.1 | 70.8 | 44.2 | 15 | 28.9 | 30.6 | 3.3 | 33.7 | 26.3 | 31.8 | 11.2 | 5.1 | 39 | 10 | 14.3 | 26.1 | 8.2 | 11.5 | 28.2 | 26.8 | 28.5 | 17.4 | 11 | 10 | 16.6 | 26 | 11.9 | 11.5 | 5.4 | 7.4 | 22.2
|  | Monitoring and control | 15.8 | 9 | 5.7 | 4 | 12.2 | 13.6 | 3.4 | 7.1 | 3.2 | 2.5 | 7.8 | 13.8 | 11.9 | 6 | 13.3 | 5.4 | 16 | 10.9 | 15.8 | 7.6 | 5.1 | 4.4 | 17.8 | 7.9 | 7 | 7.8 | 10.4 | 4.3 | 15.5 | 2.5 | 3.6 | 2.7 | 7.6 | 6.5
|  | Mechanical installation | 519.6 | 159.2 | 94.7 | 277.7 | 39.8 | 98.9 | 126.4 | 111.6 | 142.1 | 201.4 | 98.9 | 160.2 | 105.5 | 105.9 | 108.4 | 125.3 | 34.7 | 71.9 | 65.5 | 58.7 | 87.4 | 77.6 | 65.1 | 49.5 | 42 | 37.5 | 38.8 | 70.8 | 99.7 | 67.8 | 59.6 | 63.9 | 37.8 | 46
|  | Electrical installation | 324.8 | 139.9 | 83.2 | 167.5 | 46.1 | 64.8 | 122.1 | 97.5 | 125.1 | 140.7 | 92.7 | 25.4 | 109.4 | 86.4 | 106.2 | 74.6 | 24.8 | 63.4 | 35.2 | 52 | 78.3 | 68.5 | 49.9 | 40.1 | 35.9 | 40.8 | 28.6 | 49.9 | 82.4 | 47.8 | 92.3 | 49.8 | 27.9 | 32.8
|  | Inspection | 45.6 | 20.4 | 30.7 | 31.6 | 20.4 | 14.4 | 33.9 | 17.2 | 45 | 14.5 | 10.4 | 7.2 | 19.5 | 19.1 | 29.9 | 49.3 | 44.7 | 19.2 | 14.1 | 11.7 | 29.6 | 24.6 | 18.7 | 7.2 | 16.2 | 15.5 | 22.7 | 5.4 | 8 | 10.4 | 25 | 7.2 | 22 | 7.2
|  | Margin | 128.8 | 167 | 171.5 | 110.9 | 137.6 | 159.8 | 245.3 | 150 | 199.9 | 168.4 | 112.7 | 115.6 | 149.3 | 161.4 | 80.9 | 105.6 | 84.4 | 84.3 | 123.7 | 84.3 | 55.1 | 55 | 87.4 | 121.4 | 101.3 | 110.8 | 86 | 51.5 | 42.5 | 74.8 | 48.1 | 65.8 | 83.7 | 50.9
|  | Financing costs | 17 | 6.5 | 57.2 | 117.1 | 10.1 | 91.5 | 39.2 | 10.2 | 82.7 | 8.2 | 6.2 | 13.8 | 11.5 | 7.3 | 8 | 21.1 | 28.8 | 5.6 | 20.5 | 12.9 | 29.4 | 43.5 | 7.1 | 93.3 | 10.4 | 7.5 | 2.8 | 9.9 | 28 | 53.2 | 2.6 | 45.6 | 2.7 | 79.4
|  | System design | 3.3 | 23.3 | 9.3 | 19.4 | 6.1 | 27.4 | 23 | 12.4 | 13.9 | 7.3 | 12.2 | 26.8 | 18.5 | 15 | 7.3 | 14.1 | 14.9 | 18.7 | 13.2 | 14.1 | 10.7 | 6.3 | 19.6 | 2.2 | 20.2 | 12.5 | 26.3 | 10.4 | 25.2 | 4.3 | 6.2 | 11.4 | 21.1 | 17.5
|  | Permitting | 25.7 | 37.6 | 2.7 | 111.5 | 63.1 | 93.4 | 64.9 | 15.8 | 3.9 | 64.1 | 6.9 | 6 | 26.6 | 28.1 | 38 | 21.1 | 29.8 | 7 | 12.1 | 24.4 | 37.5 | 44.7 | 19.6 | 17 | 26.7 | 20.5 | 22 | 23.2 | 24.4 | 15.2 | 1.4 | 55.6 | 21.5 | 15.9
|  | Incentive application | 44.1 | 20.7 | 0 | 29 | 24 | 34.1 | 0 | 3.1 | 0 | 28.6 | 0 | 16.2 | 0 | 7.8 | 3.6 | 23.5 | 0 | 13.2 | 36.7 | 0 | 11.6 | 28.9 | 5.8 | 4.8 | 4.3 | 3.6 | 0 | 0 | 7.4 | 19.2 | 1.3 | 41.1 | 0 | 8.2
|  | Customer acquisition | 11.6 | 5.2 | 8.4 | 4 | 5.2 | 43.6 | 21.1 | 6 | 12.2 | 4.5 | 24.5 | 7.1 | 12.3 | 20 | 20.5 | 0 | 11.9 | 4.3 | 12.8 | 5 | 13.7 | 10.1 | 13.4 | 0.3 | 15.1 | 7.9 | 11.9 | 3.8 | 9.9 | 8 | 0 | 1.4 | 10.4 | 6.4

## Fig. 3.7
Figure 3.7 Breakdown of utility-scale solar PV total installed costs by country, 2018 and 2022
2022 USD/kW
Installation
|  | Module and inverter |  | BoS hardware |  |  |  | Soft costs
|  | 2018 | 2022 | 2018 | 2022 | 2018 | 2022 | 2018 | 2022
| Argentina | 688 | 435 | 294 | 250 | 211 | 122 | 423 | 141
| Australia | 450 | 377 | 543 | 192 | 406 | 195 | 353 | 158
| Brazil | 547 | 230 | 485 | 190 | 371 | 190 | 312 | 137
| Canada | 1 010 | 443 | 606 | 230 | 379 | 154 | 743 | 133
| China | 378 | 298 | 139 | 117 | 180 | 126 | 295 | 175
| France | 397 | 293 | 379 | 227 | 197 | 357 | 238 | 281
| Germany | 607 | 333 | 285 | 212 | 156 | 211 | 208 | 240
| India | 411 | 226 | 187 | 151 | 86 | 86 | 210 | 178
| Indonesia | 707 | 407 | 288 | 281 | 43 | 104 | 307 | 170
| Italy | 474 | 350 | 194 | 196 | 81 | 126 | 233 | 99
| Japan | 965 | 486 | 345 | 299 | 794 | 890 | 267 | 230
| Mexico | 452 | 355 | 427 | 269 | 231 | 115 | 562 | 219
| Russian Federation | 650 | 713 | 500 | 417 | 581 | 320 | 867 | 260
| Saudi Arabia | 451 | 256 | 191 | 170 | 175 | 88 | 612 | 139
| South Africa | 849 | 351 | 397 | 278 | 130 | 178 | 509 | 450
| Türkiye | 494 | 231 | 225 | 117 | 145 | 121 | 497 | 221
| United Kingdom | 592 | 309 | 279 | 242 | 273 | 171 | 393 | 189
| United States | 546 | 475 | 408 | 265 | 433 | 193 | 360 | 185

## Table 3.1
Table 3.1 Global weighted-average capacity factors for utility-scale PV systems by year of commissioning, 2010–2022
| Year | 5th percentile | Weighted average | 95th percentile
| 2010 | 11% | 13.8% | 23%
| 2011 | 10.1% | 15.3% | 26%
| 2012 | 10.5% | 15.1% | 25.6%
| 2013 | 11.9% | 16.4% | 23%
| 2014 | 10.8% | 16.6% | 24.4%
| 2015 | 10.8% | 16.5% | 29%
| 2016 | 10.7% | 16.7% | 25.9%
| 2017 | 11.5% | 17.6% | 27%
| 2018 | 12.4% | 17.9% | 26.9%
| 2019 | 10.7% | 17.5% | 23.9%
| 2020 | 9.9% | 16.1% | 20.8%
| 2021 | 10.8% | 17.2% | 21.3%
| 2022 | 10.3% | 16.9% | 20.5%

## Fig. 3.8
Figure 3.8 Survey results for the median all-in O&M costs for utility-scale solar PV by cost category and country, 2020-2022
2022 USD/kW/year
|  | Technical operation | Insurances | Preventive maintenance | Commercial operation | Corrective maintenance | Greenkeeping | Security | Total
| Lower bound | 1.17 | 1.01 | 0.62 | 0.13 |  |  |  | 3.4
| Median | 3.04 | 1.9 | 1.49 | 0.88 | 0.09 | 0.05 | 0.05 | 7.7
| Upper bound | 5.15 | 3.38 | 3.17 | 1.55 | 0.25 | 0.13 | 0.1 | 13.38

## Fig. 3.9
Figure 3.9 Survey results for the median all-in O&M costs for utility-scale solar PV by cost category and region, 2020-2022
2022 USD/kW/year
|  | Technical operation | Insurances | Preventive maintenance | Commercial operation | Corrective maintenance | Greenkeeping | Security | Total
| Lower bound | 2.57 | 1.13 | 0.7 | 0.23 | 0.05 | 0.02 |  | 6.65
| Median | 3.09 | 1.9 | 1.32 | 0.91 | 0.1 | 0.046 | 0.052 | 7.36
| Upper bound | 3.46 | 1.13 | 1.93 | 1.2 | 0.21 | 0.064 | 0.09 | 9.1

## Fig. 3.10
Figure B3.3 Drivers of the decline of LCOE of utility-scale solar PV (2010-2021)
LCOE (2022 USD/kWh)
|  | 2010 | 2011 | 2012 | 2013 | 2014 | 2015 | 2016 | 2017 | 2018 | 2019 | 2020 | 2021 | 2022
| 5th percentile | 0.2224 | 0.1863 | 0.1491 | 0.1292 | 0.1056 | 0.084 | 0.0777 | 0.0563 | 0.0512 | 0.0489 | 0.0404 | 0.0309 | 0.03
| Weighted average | 0.445 | 0.332 | 0.248 | 0.191 | 0.172 | 0.129 | 0.113 | 0.089 | 0.075 | 0.066 | 0.059 | 0.051 | 0.049
| 95th percentile | 0.558 | 0.553 | 0.443 | 0.401 | 0.38 | 0.306 | 0.254 | 0.224 | 0.214 | 0.176 | 0.172 | 0.127 | 0.12

## Fig B3.3a
Figure B3.3a Drivers of the decline of the global weighted average LCOE of utility-scale solar PV, 2010-2022
|  |  | Total installed costs | [5 empty] | Finance | Opex | Performance
| Metric | 2010 | Module | Other soft cost | Installation/EPC/development | Inverter | Racking and mounting | Other BoS hardware | WACC | All-in O&M | Capacity factor | 2022
| 2022 USD/kWh | 0.445 | -0.178 | -0.054 | -0.048 | -0.034 | -0.026 | -0.01 | -0.018 | -0.01 | -0.018 | 0.049
| Share of decline 2010-2022 |  | 45% | 14% | 12% | 9% | 7% | 3% | 5% | 3% | 4%

## Fig B3.4
Figure B3.3b Source of the decline in the global weighted average LCOE of utility-scale solar PV in two periods, 2010-2016 and 2016-2022
|  |  | TIC | TIC | TIC | TIC | TIC | TIC | Finance | Opex | Performance |  | TIC | TIC | TIC | TIC | TIC | TIC | Finance | Opex | Performance
|  | 2010 | Module | Other soft cost | Installation/EPC/development | Inverter | Racking and mounting | Other BoS hardware | WACC | All-in O&M | Capacity factor | 2016 | Module | Other soft cost | Installation/EPC/development | Inverter | Racking and mounting | Other BoS hardware | WACC | All-in O&M | Capacity factor | 2022
| 2022 USD/kWh | 0.445 | -0.153 | -0.04 | -0.037 | -0.031 | -0.019 | 0.009 | -0.021 | -0.009 | -0.03 | 0.113 | -0.017 | -0.01 | -0.007 | -0.003 | -0.005 | -0.013 | -0.008 | -0.001 | -0.001 | 0.049
| Share Of Decline |  | 46% | 12% | 11% | 9% | 6% | -3% | 6% | 3% | 9% |  | 27% | 15% | 11% | 4% | 7% | 20% | 13% | 2% | 1%

## Fig. 3.11
Figure 3.11 Utility-scale solar PV weighted average cost of electricity in selected countries, 2010-2022
| Country | Year | Weighted-average LCOE (2022 USD/kWh) | Percentage fall (first to last year)
| Australia | 2010 | 0.45247
| Australia | 2011 | 0.45973
| Australia | 2012 | 0.27836
| Australia | 2013 | 0.15976
| Australia | 2014 | 0.13154
| Australia | 2015 | 0.11325
| Australia | 2016 | 0.087031
| Australia | 2017 | 0.095384
| Australia | 2018 | 0.078406
| Australia | 2019 | 0.074911
| Australia | 2020 | 0.056492
| Australia | 2021 | 0.044536
| Australia | 2022 | 0.0406 | -91.03%
| Chile | 2012 | 0.20058
| Chile | 2013 | 0.1488
| Chile | 2014 | 0.14655
| Chile | 2015 | 0.10162
| Chile | 2016 | 0.09347
| Chile | 2017 | 0.090037
| Chile | 2018 | 0.11948
| Chile | 2019 | 0.09538
| Chile | 2020 | 0.064652
| Chile | 2021 | 0.04615
| Chile | 2022 | 0.042214 | -78.95%
| China | 2010 | 0.331
| China | 2011 | 0.28722
| China | 2012 | 0.21079
| China | 2013 | 0.16543
| China | 2014 | 0.12362
| China | 2015 | 0.091991
| China | 2016 | 0.079772
| China | 2017 | 0.069809
| China | 2018 | 0.053408
| China | 2019 | 0.049452
| China | 2020 | 0.042106
| China | 2021 | 0.036059
| China | 2022 | 0.037186 | -88.77%
| France | 2010 | 0.42259
| France | 2011 | 0.4294
| France | 2012 | 0.43646
| France | 2013 | 0.25895
| France | 2014 | 0.17239
| France | 2015 | 0.12092
| France | 2016 | 0.095152
| France | 2017 | 0.08525
| France | 2018 | 0.071946
| France | 2019 | 0.066036
| France | 2020 | 0.058354
| France | 2021 | 0.051748
| France | 2022 | 0.062 | -85.33%
| Germany | 2010 | 0.40097
| Germany | 2011 | 0.33902
| Germany | 2012 | 0.27324
| Germany | 2013 | 0.21604
| Germany | 2014 | 0.15922
| Germany | 2015 | 0.12678
| Germany | 2016 | 0.11111
| Germany | 2017 | 0.10126
| Germany | 2018 | 0.097046
| Germany | 2019 | 0.079967
| Germany | 2020 | 0.068561
| Germany | 2021 | 0.062845
| Germany | 2022 | 0.080074 | -80.03%
| India | 2010 | 0.37592
| India | 2011 | 0.2389
| India | 2012 | 0.2033
| India | 2013 | 0.20295
| India | 2014 | 0.1323
| India | 2015 | 0.086621
| India | 2016 | 0.081654
| India | 2017 | 0.074553
| India | 2018 | 0.054104
| India | 2019 | 0.042815
| India | 2020 | 0.040612
| India | 2021 | 0.036749
| India | 2022 | 0.037413 | -90.05%
| Italy | 2010 | 0.44738
| Italy | 2011 | 0.42114
| Italy | 2012 | 0.21415
| Italy | 2013 | 0.18913
| Italy | 2014 | 0.15578
| Italy | 2017 | 0.076666
| Italy | 2018 | 0.067118
| Italy | 2019 | 0.062006
| Italy | 2020 | 0.058409
| Italy | 2021 | 0.053237
| Italy | 2022 | 0.061482 | -86.26%
| Japan | 2011 | 0.46802
| Japan | 2012 | 0.33444
| Japan | 2013 | 0.27733
| Japan | 2014 | 0.24565
| Japan | 2015 | 0.17547
| Japan | 2016 | 0.17647
| Japan | 2017 | 0.1393
| Japan | 2018 | 0.12883
| Japan | 2019 | 0.11837
| Japan | 2020 | 0.11039
| Japan | 2021 | 0.091502
| Japan | 2022 | 0.095791 | -79.53%
| Mexico | 2012 | 0.30424
| Mexico | 2013 | 0.19637
| Mexico | 2014 | 0.14008
| Mexico | 2015 | 0.086949
| Mexico | 2016 | 0.16324
| Mexico | 2017 | 0.14793
| Mexico | 2018 | 0.086546
| Mexico | 2019 | 0.07798
| Mexico | 2020 | 0.057786
| Mexico | 2021 | 0.052215
| Mexico | 2022 | 0.06615 | -78.26%
| Netherlands | 2016 | 0.12598
| Netherlands | 2017 | 0.14052
| Netherlands | 2018 | 0.10676
| Netherlands | 2019 | 0.10183
| Netherlands | 2020 | 0.098662
| Netherlands | 2021 | 0.08208
| Netherlands | 2022 | 0.089524 | -28.94%
| Republic of Korea | 2010 | 0.48149
| Republic of Korea | 2011 | 0.50378
| Republic of Korea | 2012 | 0.20255
| Republic of Korea | 2013 | 0.2396
| Republic of Korea | 2014 | 0.18447
| Republic of Korea | 2015 | 0.1695
| Republic of Korea | 2016 | 0.16241
| Republic of Korea | 2017 | 0.10927
| Republic of Korea | 2018 | 0.089958
| Republic of Korea | 2019 | 0.082607
| Republic of Korea | 2020 | 0.062841
| Republic of Korea | 2021 | 0.058741
| Republic of Korea | 2022 | 0.073803 | -84.67%
| Spain | 2010 | 0.34754
| Spain | 2011 | 0.2418
| Spain | 2012 | 0.19488
| Spain | 2013 | 0.14887
| Spain | 2014 | 0.14309
| Spain | 2015 | 0.083361
| Spain | 2019 | 0.052822
| Spain | 2020 | 0.048438
| Spain | 2021 | 0.050231
| Spain | 2022 | 0.046064 | -86.75%
| Türkiye | 2016 | 0.13431
| Türkiye | 2017 | 0.1276
| Türkiye | 2018 | 0.10158
| Türkiye | 2019 | 0.092051
| Türkiye | 2020 | 0.070843
| Türkiye | 2021 | 0.067605
| Türkiye | 2022 | 0.07082 | -47.27%
| United Kingdom | 2010 | 0.56968
| United Kingdom | 2011 | 0.52539
| United Kingdom | 2012 | 0.30854
| United Kingdom | 2013 | 0.24943
| United Kingdom | 2014 | 0.20386
| United Kingdom | 2015 | 0.1585
| United Kingdom | 2016 | 0.15003
| United Kingdom | 2017 | 0.12285
| United Kingdom | 2018 | 0.12488
| United Kingdom | 2019 | 0.092853
| United Kingdom | 2020 | 0.078601
| United Kingdom | 2021 | 0.07235
| United Kingdom | 2022 | 0.075918 | -86.67%
| United States | 2010 | 0.2353
| United States | 2011 | 0.28017
| United States | 2012 | 0.24221
| United States | 2013 | 0.24124
| United States | 2014 | 0.16497
| United States | 2015 | 0.15253
| United States | 2016 | 0.13849
| United States | 2017 | 0.1006
| United States | 2018 | 0.078083
| United States | 2019 | 0.065681
| United States | 2020 | 0.064065
| United States | 2021 | 0.058389
| United States | 2022 | 0.057792 | -75.44%

## Fig. 3.12
Figure 3.12 Utility-scale solar PV weighted average LCOE trends in top 20 utility-scale markets, 2021-2022
| Region | Country | Year | 2022 USD/kWh | Percentage change (2021-22)
| Asia | China | 2021 | 0.036059
| Asia | China | 2022 | 0.037186 | 3.125%
| Asia | India | 2021 | 0.036749
| Asia | India | 2022 | 0.037413 | 1.806%
| Asia | Japan | 2021 | 0.091502
| Asia | Japan | 2022 | 0.095791 | 4.687%
| Asia | Republic of Korea | 2021 | 0.058741
| Asia | Republic of Korea | 2022 | 0.073803 | 25.64%
| Eurasia | Türkiye | 2021 | 0.067605
| Eurasia | Türkiye | 2022 | 0.07082 | 4.755%
| Europe | Germany | 2021 | 0.062845
| Europe | Germany | 2022 | 0.080074 | 27.41%
| Europe | Denmark | 2021 | 0.063897
| Europe | Denmark | 2022 | 0.092648 | 45%
| Europe | Spain | 2021 | 0.050231
| Europe | Spain | 2022 | 0.046064 | -8.295%
| Europe | France | 2021 | 0.051748
| Europe | France | 2022 | 0.062 | 19.81%
| Europe | Greece | 2021 | 0.050472
| Europe | Greece | 2022 | 0.071493 | 41.65%
| Europe | Netherlands | 2021 | 0.08208
| Europe | Netherlands | 2022 | 0.089524 | 9.07%
| Europe | Poland | 2021 | 0.093013
| Europe | Poland | 2022 | 0.11112 | 19.47%
| Middle East | United Arab Emirates | 2021 | 0.069362
| Middle East | United Arab Emirates | 2022 | 0.025567 | -63.14%
| Middle East | Saudi Arabia | 2021 | 0.052063
| Middle East | Saudi Arabia | 2022 | 0.036203 | -30.46%
| North America | Canada | 2021 | 0.079161
| North America | Canada | 2022 | 0.067152 | -15.17%
| North America | Mexico | 2021 | 0.052215
| North America | Mexico | 2022 | 0.06615 | 26.69%
| North America | United States | 2021 | 0.058389
| North America | United States | 2022 | 0.057792 | -1.022%
| Oceania | Australia | 2021 | 0.044536
| Oceania | Australia | 2022 | 0.0406 | -8.837%
| South America | Brazil | 2021 | 0.054536
| South America | Brazil | 2022 | 0.053196 | -2.457%
| South America | Chile | 2021 | 0.04615
| South America | Chile | 2022 | 0.042214 | -8.527%

## Fig 4.1
Figure 4.1 Global weighted-average and range of total installed costs, capacity factors and LCOE for offshore wind, 2010-2022
Offshore Wind 2010-2022
Total installed cost (2022 USD/kW)
|  | 2010 | 2011 | 2012 | 2013 | 2014 | 2015 | 2016 | 2017 | 2018 | 2019 | 2020 | 2021 | 2022
| 5th percentile | 3384.45 | 3379.76 | 3422.43 | 2405.46 | 2505.65 | 3406.73 | 3205.73 | 3113.48 | 2437.33 | 3262.95 | 2576.95 | 2182.71 | 2197.38
| Weighted average | 5217.08 | 5975.31 | 5288 | 5588.6 | 5884.45 | 5901.51 | 4646.69 | 5249.27 | 5134.22 | 4113.98 | 3483.15 | 3052.42 | 3461.47
| 95th percentile | 7210.82 | 7609.28 | 6619.56 | 6553.29 | 7275.92 | 7197.95 | 13115.42 | 6318.71 | 6459.59 | 6697.25 | 7851.67 | 6095.68 | 7230.53
Capacity factor (%)
|  | 2010 | 2011 | 2012 | 2013 | 2014 | 2015 | 2016 | 2017 | 2018 | 2019 | 2020 | 2021 | 2022
| 5th percentile | 22.99% | 26.74% | 29.09% | 26.2% | 20.4% | 28% | 28.81% | 31.02% | 24.86% | 30.09% | 29.53% | 30.99% | 27.66%
| Weighted average | 38% | 38% | 40% | 45% | 35% | 42% | 40% | 45% | 43% | 43% | 39% | 39% | 42%
| 95th percentile | 49.36% | 41.71% | 44.11% | 54% | 44.78% | 48.49% | 46.8% | 51.09% | 48.49% | 52.97% | 46.7% | 45.9% | 50%
LCOE (2022 USD/kWh)
|  | 2010 | 2011 | 2012 | 2013 | 2014 | 2015 | 2016 | 2017 | 2018 | 2019 | 2020 | 2021 | 2022
| 5th percentile | 0.11815 | 0.11414 | 0.12011 | 0.096255 | 0.13755 | 0.10941 | 0.10518 | 0.09713 | 0.071741 | 0.069698 | 0.069009 | 0.055794 | 0.058005
| Weighted average | 0.19727 | 0.2061 | 0.17473 | 0.14869 | 0.18163 | 0.14829 | 0.12283 | 0.1122 | 0.10569 | 0.091183 | 0.088097 | 0.078844 | 0.080651
| 95th percentile | 0.32302 | 0.25938 | 0.24431 | 0.21598 | 0.2118 | 0.18793 | 0.36221 | 0.15946 | 0.22082 | 0.1712 | 0.24149 | 0.11517 | 0.21612

## Fig 4.2
Figure 4.2 Average distance from shore and water depth for offshore wind in China, Europe and the rest of the world, 2000-2022
`
| Country (China/Europe/Rest of the World) | Year | Capacity (MW) | Distance from shore (m) | Offshore Water Depth (m)
| Europe | 2000 | 4 | 1 | 6
| Europe | 2000 | 10.5 | 12 | 10
| Europe | 2001 | 40 | 4.7 | 6
| Europe | 2001 | 10 | 4 | 10
| Europe | 2002 | 160 | 20 | 11
| Europe | 2003 | 23 | 4 | 13
| Europe | 2003 | 60 | 7.2 | 12
| Europe | 2003 | 165 | 10.8 | 9
| Europe | 2004 | 25.2 | 10 | 25
| Europe | 2004 | 60 | 2.3 | 8
| Europe | 2004 | 4.5 | 0.6 | 3
| Europe | 2005 | 90 | 8.5 | 5
| Europe | 2006 | 90 | 7.5 | 20
| Europe | 2007 | 90 | 6.4 | 12
| Europe | 2007 | 108 | 10 | 18
| Europe | 2007 | 108 | 18 | 20
| Europe | 2007 | 10 | 23 | 45
| Europe | 2007 | 110.4 | 11.3 | 13
| Europe | 2008 | 120 | 23 | 24
| Europe | 2009 | 90 | 8 | 12.5
| Europe | 2009 | 194.4 | 5 | 11
| Europe | 2009 | 209.3 | 31.7 | 17
| Europe | 2009 | 30 | 30 | 27.5
| Europe | 2010 | 60 | 56.2 | 30
| Europe | 2010 | 165 | 46 | 37
| Europe | 2010 | 172.8 | 7 | 13
| Europe | 2010 | 180 | 11 | 12
| Europe | 2010 | 300 | 12 | 25
| Europe | 2010 | 207 | 8.8 | 12
| Europe | 2011 | 48.3 | 16 | 18
| Europe | 2011 | 183.6 | 19 | 23
| Europe | 2012 | 183.6 | 19 | 30
| Europe | 2012 | 316.8 | 23 | 22
| Europe | 2012 | 504 | 36 | 34
| Europe | 2012 | 150 | 10 | 20
| Europe | 2013 | 400 | 101 | 41
| Europe | 2013 | 216 | 38 | 29.6
| Europe | 2013 | 270 | 8 | 15
| Europe | 2013 | 399.6 | 21 | 19
| Europe | 2013 | 630 | 20 | 25
| Europe | 2013 | 295.2 | 30 | 27.5
| Europe | 2014 | 108 | 29 | 23
| Europe | 2014 | 288 | 89 | 26
| Europe | 2014 | 388.8 | 14 | 24
| Europe | 2015 | 200 | 65.7 | 33
| Europe | 2015 | 400 | 115 | 40
| Europe | 2015 | 49.5 | 8.8 | 5
| Europe | 2015 | 129 | 23 | 24
| Europe | 2015 | 210 | 8 | 26
| Europe | 2015 | 219 | 8 | 18
| Europe | 2015 | 288 | 54 | 22
| Europe | 2015 | 288 | 70 | 32
| Europe | 2015 | 301.6 | 57 | 24
| Europe | 2015 | 576 | 12.87 | 28
| Europe | 2015 | 288 | 57 | 44
| Europe | 2015 | 295.2 | 57 | 25
| Europe | 2016 | 144 | 1.1 | 7
| Europe | 2016 | 582 | 44.2 | 33.6
| Europe | 2017 | 110.7 | 16 | 11
| Europe | 2017 | 165 | 46 | 36
| Europe | 2017 | 256 | 6 | 14
| Europe | 2017 | 288 | 90 | 35
| Europe | 2017 | 332.1 | 47.3 | 29
| Europe | 2017 | 402 | 32 | 27
| Europe | 2017 | 402 | 95 | 39.8
| Europe | 2017 | 600 | 85 | 36
| Europe | 2017 | 350 | 73 | 43
| Europe | 2017 | 42 | 1.55 | 15
| Europe | 2018 | 308.7 | 33 | 36
| Europe | 2018 | 330 | 19 | 37
| Europe | 2018 | 330 | 19 | 37
| Europe | 2018 | 352.8 | 27 | 39
| Europe | 2018 | 400.2 | 17 | 41
| Europe | 2018 | 573.3 | 32 | 26
| Europe | 2018 | 28 | 1 | 6
| Europe | 2018 | 93.2 | 3 | 30
| Europe | 2018 | 252 | 18.4 | 55
| Europe | 2018 | 5 | 1.5 | 30
| Europe | 2019 | 16.8 | 98 | 40
| Europe | 2019 | 202.56 | 65.5 | 35
| Europe | 2019 | 252.2 | 95 | 40
| Europe | 2019 | 369.6 | 23 | 35
| Europe | 2019 | 387 | 68 | 37
| Europe | 2019 | 396 | 45 | 33
| Europe | 2019 | 406.7 | 20.9 | 20
| Europe | 2019 | 497 | 100 | 40
| Europe | 2019 | 1218 | 120 | 37
| Europe | 2019 | 12 | 1.5 | 20
| Europe | 2019 | 336 | 13.5 | 55
| Europe | 2020 | 464.8 | 49.8 | 28
| Europe | 2020 | 112 | 105 | 40
| Europe | 2020 | 218.5 | 52 | 40
| Europe | 2020 | 235.2 | 50 | 39.9
| Europe | 2020 | 252 | 40 | 38
| Europe | 2020 | 752 | 22 | 38
| Europe | 2020 | 714 | 42 | 48
| Europe | 2021 | 19 | 22.2 | 38.5
| Europe | 2021 | 382.7 | 6.4 | 6
| Europe | 2021 | 604.8 | 26.4 | 35
| Europe | 2021 | 731.5 | 22.2 | 37
| Europe | 2021 | 857 | 32 | 18
| Europe | 2021 | 949 | 27.5 | 57
| Europe | 2022 | 30 | 1.5 | 18
| Europe | 2022 | 325 | 47.6 | 25
| Europe | 2022 | 480 | 16 | 19
| Europe | 2022 | 770 | 22.3 | 28
| Europe | 2022 | 924 | 89 | 40
| Europe | 2022 | 740 | 27 | 58
| Europe | 2022 | 10 | 41 | 37
| Rest of the World | 2004 | 1.32 | 0.7 | 13
| China | 2010 | 32 | 8 | 4
| China | 2010 | 102 | 13 | 10
| China | 2015 | 202 | 10 | 12
| China | 2016 | 50 | 8.3 | 15
| China | 2016 | 152 | 25 | 14.6
| Rest of the World | 2016 | 30 | 4.8 | 28.2
| China | 2017 | 300 | 15 | 12
| Rest of the World | 2017 | 8 | 2 | 31
| Rest of the World | 2017 | 30 | 1 | 10
| China | 2018 | 252 | 11 | 16
| China | 2018 | 90 | 5 | 3
| China | 2018 | 77.4 | 5 | 8
| China | 2018 | 300 | 14 | 25
| China | 2018 | 200 | 18 | 10
| China | 2018 | 150 | 21 | 22
| China | 2018 | 151.8 | 21 | 22
| China | 2018 | 400 | 16 | 18
| China | 2018 | 120 | 25 | 11
| China | 2018 | 300 | 23 | 13
| China | 2019 | 100 | 10.7 | 6
| China | 2019 | 185 | 8 | 25
| China | 2019 | 250 | 6 | 20
| China | 2019 | 56 | 2.4 | 25
| China | 2019 | 112 | 2.4 | 25
| China | 2019 | 132 | 2.4 | 25
| China | 2019 | 302.5 | 12 | 32
| China | 2019 | 303.3 | 12 | 15
| Rest of the World | 2019 | 120 | 6 | 35
| China | 2019 | 122.55 | 40 | 17
| China | 2019 | 178.2 | 40 | 17
| China | 2019 | 302.4 | 42 | 15
| China | 2019 | 290.4 | 4.7 | 38
| Rest of the World | 2020 | 60 | 12.4 | 25
| China | 2020 | 300 | 22.5 | 28.3
| China | 2020 | 400 | 19.5 | 30
| Rest of the World | 2020 | 12 | 44.448 | 25.4
| Rest of the World | 2020 | 8 | 8 | 20
| Rest of the World | 2020 | 60 | 12.4 | 25
| China | 2020 | 301.5 | 45 | 15
| China | 2021 | 200 | 5 | 25
| China | 2021 | 302.8 | 0.85 | 12.21
| China | 2021 | 280.3 | 4.7 | 28
| China | 2021 | 297.8 | 4.7 | 28
| Rest of the World | 2021 | 29.4 | 5 | 8
| Rest of the World | 2021 | 29.4 | 9.2 | 3
| Rest of the World | 2021 | 50 | 4.7 | 8
| Rest of the World | 2021 | 75 | 3
| China | 2021 | 282 | 25 | 10
| China | 2021 | 300 | 17 | 12
| China | 2021 | 301.2 | 15.7 | 12
| China | 2021 | 399.95 | 25 | 14
| China | 2021 | 302.5 | 12 | 32
| China | 2021 | 303.3 | 12 | 15
| China | 2021 | 500.5 | 10 | 27
| Rest of the World | 2021 | 50 | 3 | 5
| Rest of the World | 2021 | 141 | 1 | 5
| China | 2021 | 101.15 | 20 | 11
| China | 2021 | 103.5 | 40 | 18
| China | 2021 | 150 | 30 | 13
| China | 2021 | 200 | 15 | 15
| China | 2021 | 200 | 47 | 10
| China | 2021 | 206.4 | 10 | 9
| China | 2021 | 206.4 | 67 | 20
| China | 2021 | 246 | 6 | 20
| China | 2021 | 300 | 36 | 18
| China | 2021 | 300 | 37 | 15
| China | 2021 | 300 | 48 | 21
| China | 2021 | 301.5 | 40 | 20
| China | 2021 | 302.5 | 10 | 19
| China | 2021 | 303.9 | 20 | 32
| China | 2021 | 320 | 8 | 38
| Rest of the World | 2021 | 109.2 | 8 | 28
| China | 2021 | 302.2 | 20 | 27
| Rest of the World | 2021 | 60 | 1.84 | 23
| China | 2021 | 100 | 12 | 15
| China | 2021 | 100 | 39 | 20.5
| China | 2021 | 400 | 33 | 15
| Rest of the World | 2022 | 100 | 3
| China | 2022 | 308 | 13 | 25
| Rest of the World | 2022 | 139 | 1.5 | 25
| China | 2022 | 400 | 25 | 37
| China | 2022 | 502 | 25 | 38.6
| China | 2022 | 503.1 | 25 | 37
| Rest of the World | 2022 | 605.2 | 35.7 | 44.1
| China | 2022 | 401.5 | 20 | 26
| China | 2022 | 501 | 55 | 46

## Fig 4.3
Figure 4.3 Distance from shore and water depth for offshore wind by country, 2000-2025
| Country | Year | Capacity (MW) | Distance from shore (m) | Offshore Water Depth (m)
| Belgium | 2009 | 30 | 30 | 27.5
| Belgium | 2010 | 165 | 46 | 37
| Belgium | 2013 | 216 | 38 | 29.6
| Belgium | 2013 | 295.2 | 30 | 27.5
| Belgium | 2017 | 165 | 46 | 36
| Belgium | 2018 | 308.7 | 33 | 36
| Belgium | 2019 | 369.6 | 23 | 35
| Belgium | 2020 | 218.5 | 52 | 40
| Belgium | 2020 | 235.2 | 50 | 39.9
| Belgium | 2020 | 252 | 40 | 38
| China | 2010 | 32 | 8 | 4
| China | 2010 | 102 | 13 | 10
| China | 2015 | 202 | 10 | 12
| China | 2016 | 50 | 8.3 | 15
| China | 2016 | 152 | 25 | 14.6
| China | 2017 | 300 | 15 | 12
| China | 2018 | 252 | 11 | 16
| China | 2018 | 90 | 5 | 3
| China | 2018 | 77.4 | 5 | 8
| China | 2018 | 300 | 14 | 25
| China | 2018 | 200 | 18 | 10
| China | 2018 | 150 | 21 | 22
| China | 2018 | 151.8 | 21 | 22
| China | 2018 | 400 | 16 | 18
| China | 2018 | 120 | 25 | 11
| China | 2018 | 300 | 23 | 13
| China | 2019 | 100 | 10.7 | 6
| China | 2019 | 185 | 8 | 25
| China | 2019 | 250 | 6 | 20
| China | 2019 | 56 | 2.4 | 25
| China | 2019 | 112 | 2.4 | 25
| China | 2019 | 132 | 2.4 | 25
| China | 2019 | 302.5 | 12 | 32
| China | 2019 | 303.3 | 12 | 15
| China | 2019 | 122.55 | 40 | 17
| China | 2019 | 178.2 | 40 | 17
| China | 2019 | 302.4 | 42 | 15
| China | 2019 | 290.4 | 4.7 | 38
| China | 2020 | 300 | 22.5 | 28.3
| China | 2020 | 400 | 19.5 | 30
| China | 2021 | 200 | 5 | 25
| China | 2021 | 302.5 | 12 | 32
| China | 2021 | 303.9 | 20 | 32
| China | 2021 | 320 | 8 | 38
| China | 2021 | 100 | 12 | 15
| China | 2022 | 401.5 | 20 | 26
| Denmark | 2001 | 40 | 4.7 | 6
| Denmark | 2002 | 160 | 20 | 11
| Denmark | 2003 | 23 | 4 | 13
| Denmark | 2003 | 165 | 10.8 | 9
| Denmark | 2009 | 209.3 | 31.7 | 17
| Denmark | 2010 | 207 | 8.8 | 12
| Denmark | 2013 | 399.6 | 21 | 19
| Denmark | 2018 | 28 | 1 | 6
| Denmark | 2019 | 406.7 | 20.9 | 20
| Denmark | 2021 | 604.8 | 26.4 | 35
| Denmark | 2022 | 350 | 4.2 | 25
| Denmark | 2023 | 240 | 4 | 15
| Denmark | 2023 | 320 | 15 | 20
| Germany | 2004 | 4.5 | 0.6 | 3
| Germany | 2010 | 60 | 56.2 | 30
| Germany | 2011 | 48.3 | 16 | 18
| Germany | 2013 | 400 | 101 | 41
| Germany | 2014 | 108 | 29 | 23
| Germany | 2014 | 288 | 89 | 26
| Germany | 2015 | 200 | 65.7 | 33
| Germany | 2015 | 400 | 115 | 40
| Germany | 2015 | 288 | 54 | 22
| Germany | 2015 | 288 | 70 | 32
| Germany | 2015 | 301.6 | 57 | 24
| Germany | 2015 | 288 | 57 | 44
| Germany | 2015 | 295.2 | 57 | 25
| Germany | 2016 | 582 | 44.2 | 33.6
| Germany | 2017 | 110.7 | 16 | 11
| Germany | 2017 | 288 | 90 | 35
| Germany | 2017 | 332.1 | 47.3 | 29
| Germany | 2017 | 402 | 95 | 39.8
| Germany | 2017 | 350 | 73 | 43
| Germany | 2019 | 16.8 | 98 | 40
| Germany | 2019 | 202.56 | 65.5 | 35
| Germany | 2019 | 252.2 | 95 | 40
| Germany | 2019 | 387 | 68 | 37
| Germany | 2019 | 396 | 45 | 33
| Germany | 2019 | 497 | 100 | 40
| Germany | 2020 | 464.8 | 49.8 | 28
| Germany | 2020 | 112 | 105 | 40
| Germany | 2022 | 325 | 47.6 | 25
| Germany | 2022 | 865.2 | 15 | 20
| Germany | 2022 | 10 | 41 | 37
| Germany | 2023 | 192 | 51 | 33
| Germany | 2023 | 210 | 50 | 34
| Germany | 2023 | 252 | 38 | 45
| Germany | 2023 | 476 | 30 | 44
| Germany | 2023 | 247 | 19 | 46
| Germany | 2024 | 110 | 41 | 40
| Germany | 2024 | 240 | 58 | 33
| Germany | 2024 | 240 | 67 | 31
| Germany | 2024 | 250 | 90 | 37
| Germany | 2024 | 400 | 67 | 35
| Germany | 2025 | 486 | 79 | 39
| Germany | 2025 | 584 | 83 | 40
| Germany | 2025 | 900 | 97 | 39
| Netherlands | 2007 | 108 | 10 | 18
| Netherlands | 2007 | 108 | 18 | 20
| Netherlands | 2008 | 120 | 23 | 24
| Netherlands | 2015 | 129 | 23 | 24
| Netherlands | 2016 | 144 | 1.1 | 7
| Netherlands | 2017 | 600 | 85 | 36
| Netherlands | 2020 | 752 | 22 | 38
| Netherlands | 2021 | 19 | 22.2 | 38.5
| Netherlands | 2021 | 382.7 | 6.4 | 6
| Netherlands | 2021 | 731.5 | 22.2 | 37
| Netherlands | 2022 | 770 | 22.3 | 28
| Netherlands | 2023 | 770 | 18.5 | 25.3
| Netherlands | 2023 | 350 | 22 | 34.5
| Netherlands | 2025 | 1400 | 50 | 31
| United Kingdom | 2000 | 4 | 1 | 6
| United Kingdom | 2003 | 60 | 7.2 | 12
| United Kingdom | 2004 | 60 | 2.3 | 8
| United Kingdom | 2005 | 90 | 8.5 | 5
| United Kingdom | 2006 | 90 | 7.5 | 20
| United Kingdom | 2007 | 90 | 6.4 | 12
| United Kingdom | 2007 | 10 | 23 | 45
| United Kingdom | 2009 | 90 | 8 | 12.5
| United Kingdom | 2009 | 194.4 | 5 | 11
| United Kingdom | 2010 | 172.8 | 7 | 13
| United Kingdom | 2010 | 180 | 11 | 12
| United Kingdom | 2010 | 300 | 12 | 25
| United Kingdom | 2011 | 183.6 | 19 | 23
| United Kingdom | 2012 | 183.6 | 19 | 30
| United Kingdom | 2012 | 316.8 | 23 | 22
| United Kingdom | 2012 | 504 | 36 | 34
| United Kingdom | 2012 | 150 | 10 | 20
| United Kingdom | 2013 | 270 | 8 | 15
| United Kingdom | 2013 | 630 | 20 | 25
| United Kingdom | 2014 | 388.8 | 14 | 24
| United Kingdom | 2015 | 49.5 | 8.8 | 5
| United Kingdom | 2015 | 210 | 8 | 26
| United Kingdom | 2015 | 219 | 8 | 18
| United Kingdom | 2015 | 576 | 12.87 | 28
| United Kingdom | 2017 | 256 | 6 | 14
| United Kingdom | 2017 | 402 | 32 | 27
| United Kingdom | 2018 | 330 | 19 | 37
| United Kingdom | 2018 | 330 | 19 | 37
| United Kingdom | 2018 | 352.8 | 27 | 39
| United Kingdom | 2018 | 400.2 | 17 | 41
| United Kingdom | 2018 | 573.3 | 32 | 26
| United Kingdom | 2018 | 93.2 | 3 | 30
| United Kingdom | 2018 | 252 | 18.4 | 55
| United Kingdom | 2019 | 1218 | 120 | 37
| United Kingdom | 2019 | 12 | 1.5 | 20
| United Kingdom | 2019 | 336 | 13.5 | 55
| United Kingdom | 2020 | 714 | 42 | 48
| United Kingdom | 2021 | 949 | 27.5 | 57
| United Kingdom | 2022 | 855 | 32 | 18
| United Kingdom | 2022 | 450 | 15.5 | 55
| United Kingdom | 2023 | 1200 | 131 | 35
| United Kingdom | 2023 | 1386 | 89 | 40
| United Kingdom | 2023 | 1200 | 165 | 40
| United Kingdom | 2024 | 1200 | 131 | 36
| United Kingdom | 2024 | 1200 | 165 | 36
| United Kingdom | 2024 | 570 | 27 | 62
| United Kingdom | 2024 | 570 | 38 | 58
| United Kingdom | 2025 | 272 | 8 | 43
| United Kingdom | 2025 | 550 | 22 | 48
| United Kingdom | 2025 | 2400 | 121 | 70
| United Kingdom | 2027 | 605 | 39 | 64
| United Kingdom | 2027 | 605 | 39 | 64
| United Kingdom | 2027 | 610 | 39 | 64
| United Kingdom | 2027 | 3600 | 72 | 40
| United Kingdom | 2028 | 225 | 22 | 57
| United Kingdom | 2028 | 565 | 22 | 57

## Fig 4.4
Figure 4.4 Project turbine size, global weighted average turbine size and wind farm capacity for offshore wind, 2000-2022
Turbine rating and project capacity (MW)
Offshore wind
|  | Turbine capacity (MW) |  |  | Average wind farm size (MW)
| Year | 5th percentile | Weighted average | 95th percentile
| 2000 | 1.525 | 1.6379 | 1.975 | 7.25
| 2001 | 2 | 2 | 2 | 25
| 2002 | 2 | 2 | 2 | 160
| 2003 | 2.03 | 2.2274 | 2.3 | 82.667
| 2004 | 0.74 | 2.4447 | 3.44 | 22.755
| 2005 | 3 | 3 | 3 | 90
| 2006 | 3 | 3 | 3 | 90
| 2007 | 2.045 | 2.8955 | 3.51 | 85.28
| 2008 | 2 | 2 | 2 | 120
| 2009 | 2.3 | 3.1569 | 4.72 | 91.667
| 2010 | 2.105 | 3.0951 | 4.65 | 135.678
| 2011 | 2.37 | 3.2305 | 3.54 | 83.3
| 2012 | 3.6 | 3.9566 | 4.85 | 288.6
| 2013 | 1.74 | 4.1151 | 5.7475 | 261.314
| 2014 | 2.24 | 3.5602 | 3.6 | 201.2
| 2015 | 3 | 4.1867 | 6.405 | 231.287
| 2016 | 1.68 | 5.3418 | 6.0144 | 149.029
| 2017 | 3.18 | 5.5363 | 6.914 | 236.843
| 2018 | 2.5 | 5.3736 | 8.25 | 223.495
| 2019 | 3.42 | 6.7707 | 8.4 | 235.499
| 2020 | 4.4 | 6.8222 | 8.62 | 303.5
| 2021 | 4 | 6.2535 | 9.5 | 266.111
| 2022 | 4.2 | 7.964 | 11 | 338.531

## Fig 4.5
Figure 4.5 Project and weighted average total installed costs for offshore wind, 2000-2022
Total installed costs (2022 USD/kW)
Offshore wind
| Year | 5th percentile | Weighted average | 95th percentile
| 2000 | 2325.68 | 2873.06 | 3056.46
| 2001 | 2624.59 | 2676.38 | 2935.28
| 2002 | 3857.8 | 3857.8 | 3857.8
| 2003 | 1138.19 | 3079.29 | 3332.99
| 2004 | 2416.01 | 3500.25 | 6820.16
| 2005 | 2717.91 | 2717.91 | 2717.91
| 2006 | 2331.63 | 3063.47 | 3045.25
| 2007 | 3268.46 | 4996.43 | 7720.03
| 2008 | 5526.78 | 6112.26 | 6453.95
| 2009 | 3461.09 | 4939.95 | 6702.01
| 2010 | 3384.45 | 5217.08 | 7210.82
| 2011 | 3379.76 | 5975.31 | 7609.28
| 2012 | 3422.43 | 5288 | 6619.56
| 2013 | 2405.46 | 5588.6 | 6553.29
| 2014 | 2505.65 | 5884.45 | 7275.92
| 2015 | 3406.73 | 5901.51 | 7197.95
| 2016 | 3131.93 | 4545.85 | 5085.61
| 2017 | 3113.48 | 5221.43 | 6150.07
| 2018 | 2425.13 | 5131.01 | 6282.71
| 2019 | 3261.2 | 4112.15 | 6509.84
| 2020 | 2568.59 | 3446.2 | 5920.11
| 2021 | 2176.31 | 3026.19 | 5459.58
| 2022 | 2179.87 | 3461.08 | 6567.18

## Fig 4.6
Figure 4.7 Representative offshore wind farm total installed cost breakdowns by country/region, 2013, 2016, 2017 and 2019
| Source | Cost breakdown | Share of total installed costs
| Europe (2015) | Turbine | 40.65%
| Europe (2015) | Installation | 17.26%
| Europe (2015) | Foundations | 16.06%
| Europe (2015) | Electrical Interconnection | 15.7%
| Europe (2015) | Development | 2.666%
| Europe (2015) | Contingency & Other | 7.663%
| Generic OECD average (2019) | Turbine | 37.53%
| Generic OECD average (2019) | Installation | 14.08%
| Generic OECD average (2019) | Foundations | 14.42%
| Generic OECD average (2019) | Electrical Interconnection | 16.95%
| Generic OECD average (2019) | Development | 3.549%
| Generic OECD average (2019) | Contingency & Other | 13.46%
| IEA Wind, generic (2016) | Turbine | 39.48%
| IEA Wind, generic (2016) | Installation | 12.85%
| IEA Wind, generic (2016) | Foundations | 16.94%
| IEA Wind, generic (2016) | Electrical Interconnection | 14.59%
| IEA Wind, generic (2016) | Development | 6.466%
| IEA Wind, generic (2016) | Contingency & Other | 9.66%
| IEA Wind, generic (2017) | Turbine | 37.59%
| IEA Wind, generic (2017) | Installation | 15.93%
| IEA Wind, generic (2017) | Foundations | 15.93%
| IEA Wind, generic (2017) | Electrical Interconnection | 13.27%
| IEA Wind, generic (2017) | Development | 2.921%
| IEA Wind, generic (2017) | Contingency & Other | 14.34%
| JRC (2017) | Turbine | 43%
| JRC (2017) | Installation | 14%
| JRC (2017) | Foundations | 18%
| JRC (2017) | Electrical Interconnection | 8%
| JRC (2017) | Development | 7%
| JRC (2017) | Contingency & Other | 10%
| United Kingdom (2019) | Turbine | 40.7%
| United Kingdom (2019) | Installation | 17.91%
| United Kingdom (2019) | Foundations | 13.84%
| United Kingdom (2019) | Electrical Interconnection | 13.18%
| United Kingdom (2019) | Development | 2.727%
| United Kingdom (2019) | Contingency & Other | 11.64%
| United States (2013) | Turbine | 33%
| United States (2013) | Installation | 19%
| United States (2013) | Foundations | 22%
| United States (2013) | Electrical Interconnection | 12%
| United States (2013) | Development | 2%
| United States (2013) | Contingency & Other | 12%
| United States (2017) | Turbine | 34.3%
| United States (2017) | Installation | 8.4%
| United States (2017) | Foundations | 13.5%
| United States (2017) | Electrical Interconnection | 24.4%
| United States (2017) | Development | 5%
| United States (2017) | Contingency & Other | 14.4%

## Fig 4.7
Figure 4.7 Installation time per offshore wind project in Europe, 2010-2020
| Year | Offshore Wind Project Average Construction duration (Year) | Average delivered capacity per yeary per project (MW)
| 2010 | 1.9945 | 86.6374
| 2011 | 0.8137 | 59.3586
| 2012 | 3.1123 | 161.9366
| 2013 | 2.3712 | 143.558
| 2014 | 2.0438 | 91.8748
| 2015 | 2.2471 | 131.2796
| 2016 | 1.6521 | 352.2886
| 2017 | 1.4393 | 179.2071
| 2018 | 1.4921 | 227.9117
| 2019 | 1.7129 | 279.4126
| 2020 | 1.3155 | 235.5451

## Fig 4.8
Figure 4.8 Project and weighted average capacity factors for offshore wind, 2000-2022
Capacity factor (%)
Offshore wind
| Year | 5th percentile | Weighted average | 95th percentile
| 2000 | 41.31% | 41.31% | 41.31%
| 2001 | 27.74% | 28.77% | 33.9%
| 2002 | 42.81% | 42.81% | 42.81%
| 2003 | 39.78% | 41.24% | 42.53%
| 2004 | 29.66% | 31.85% | 38.75%
| 2005 | 35.51% | 35.51% | 35.51%
| 2006 | 27.58% | 38.36% | 38.1%
| 2007 | 25.62% | 32.12% | 34.1%
| 2008 | 38.17% | 39.29% | 41.21%
| 2009 | 29.86% | 36.55% | 42.4%
| 2010 | 22.99% | 37.92% | 49.36%
| 2011 | 26.74% | 38.14% | 41.71%
| 2012 | 29.09% | 39.87% | 44.11%
| 2013 | 26.2% | 45.05% | 54%
| 2014 | 20.4% | 35.06% | 44.78%
| 2015 | 28% | 41.87% | 48.49%
| 2016 | 30.03% | 39.61% | 44.4%
| 2017 | 31.02% | 44.73% | 51.09%
| 2018 | 24.71% | 43.14% | 48.58%
| 2019 | 30.08% | 42.53% | 52.97%
| 2020 | 29.5% | 38.55% | 46.78%
| 2021 | 30.99% | 38.84% | 45.9%
| 2022 | 27.53% | 41.65% | 50%

## Fig 4.9
Figure 4.9 Weighted average offshore wind turbine rotor diameter and hub height 2010-2022
| Year | Weighted average hub height (m) | Weighted Average rotor diameter (m)
| 2010 | 83.0928 | 111.8969
| 2011 | 80 | 93
| 2012 | 80 | 107
| 2013 | 89.8038 | 118.5188
| 2014 | 90 | 116.4545
| 2015 | 86.8037 | 119.8156
| 2016 | 104.1052 | 141.4345
| 2017 | 99.8633 | 143.5458
| 2018 | 100.5759 | 142.2195
| 2019 | 107.6339 | 157.3704
| 2020 | 98.6283 | 158.1192
| 2021 | 100.5527 | 160.3486
| 2022 | 112.3208 | 174.4574

## Fig 4.10
Figure 4.10 Capacity factor and wind speed trends by project in Europe, 2010-2025
| Year | Percentage difference in Weighted Average CF (%) in reference to 2010 | Percentage difference in WAVG Wind speed (M/s) in reference to 2010
| 2010 | 0% | 0%
| 2011 | -0.8841% | -5.364%
| 2012 | 3.188% | -0.2114%
| 2013 | 11.67% | 0.7166%
| 2014 | -0.3191% | 2.991%
| 2015 | 9.613% | 3.063%
| 2016 | 10.7% | 3.784%
| 2017 | 20.18% | 3.288%
| 2018 | 15.11% | 2.466%
| 2019 | 22.39% | 3.621%
| 2020 | 7.022% | 2.767%
| 2021 | 22.05% | 2.659%
| 2022 | 22.9% | 4.692%
| 2023 | 24.95% | -2.111%
| 2024 | 19.03% | 2.755%
| 2025 | 20.41% | 4.926%

## Fig 4.11
Figure 4.11 Offshore wind capacity factors and specific power
Offshore wind
| Country | Turbine capacity (MW) | Capacity factor | Specific power of wind turbines
| United Kingdom | 8.8 | 38.22% | 416.587
| United Kingdom | 8.25 | 47.3% | 390.55
| United Kingdom | 8.25 | 47.3% | 390.55
| United Kingdom | 8.06 | 47.3% | 381.556
| United Kingdom | 7 | 47.6% | 375.809
| United Kingdom | 7 | 38.36% | 375.809
| United Kingdom | 7 | 49% | 375.809
| United Kingdom | 7 | 49% | 375.809
| United Kingdom | 6.3 | 42.52% | 338.228
| United Kingdom | 6.3 | 45.58% | 338.228
| United Kingdom | 6 | 43.46% | 322.122
| United Kingdom | 6 | 52.97%
| United Kingdom | 6 | 49.69% | 322.122
| United Kingdom | 5 | 38.05%
| United Kingdom | 4 | 37.83% | 444.839
| United Kingdom | 4 | 39.61% | 444.839
| United Kingdom | 3.6 | 37.2%
| United Kingdom | 3.6 | 41.22%
| United Kingdom | 3.6 | 41.22%
| United Kingdom | 3.6 | 40%
| United Kingdom | 3.6 | 41%
| United Kingdom | 3.6 | 37.5%
| United Kingdom | 3.6 | 38.65% | 400.355
| United Kingdom | 3.45 | 47.3% | 350.182
| United Kingdom | 3.3 | 41.51% | 334.956
| United Kingdom | 3 | 36.53%
| United Kingdom | 3 | 35%
| United Kingdom | 3 | 42.9% | 304.506
| United Kingdom |  | 51.08%
| United Kingdom |  | 37.2%
| United Kingdom |  | 38%
| Netherlands | 8 | 46.82% | 365.231
| Netherlands | 3 | 47.73%
| Netherlands |  | 39.61%
| Netherlands |  | 49.46%
| Germany | 8.4 | 46.68% | 397.651
| Germany | 8.3 | 40.84% | 392.917
| Germany | 8.13 | 46.68% | 384.869
| Germany | 7 | 46.78% | 375.809
| Germany | 7 | 46.78% | 375.809
| Germany | 6.45 | 52.7% | 346.281
| Germany | 6.33 | 45.08% | 348.841
| Germany | 6.27 | 41.5% | 336.512
| Germany | 6.15 | 38.67% | 493.224
| Germany | 6.15 | 45.65% | 493.224
| Germany | 6.15 | 44.69% | 493.224
| Germany | 6 | 45.4% | 322.122
| Germany | 6 | 50.41% | 339.531
| Germany | 5 | 39.95% | 349.312
| Germany | 5 | 39.95% | 473.113
| Germany | 5 | 45.66% | 473.113
| Germany | 5 | 34.5% | 427.721
| Germany | 5 | 50.95% | 400.995
| Germany | 4 | 50.3% | 301.359
| Germany | 3.77 | 44% | 333.341
| Germany | 3.6 | 38.43% | 400.355
| Germany | 3.6 | 39.61% | 318.31
| Germany | 3.6 | 47.56% | 318.31
| Germany | 3.6 | 48.2% | 318.31
| Germany | 3.6 | 51.13% | 318.31
| Germany | 2.3 | 38.4% | 338.589
| Germany |  | 45.65%
| Germany |  | 45.65%
| Germany |  | 40.4%
| Germany |  | 45.66%
| Germany |  | 45.66%
| Germany |  | 42.03%
| Germany |  | 48.31%
| Denmark | 8.3 | 49.93% | 378.927
| Denmark | 7 | 40% | 375.809
| Denmark | 3.6 | 54% | 318.31
| Denmark | 2.3 | 44.12%
| Denmark |  | 49.93%
| Denmark |  | 54%
| Denmark |  | 35.94%
| Belgium | 9.5 | 42.77% | 449.724
| Belgium | 8.4 | 39.79% | 383.492
| Belgium | 8.4 | 39.79% | 383.492
| Belgium | 8.4 | 43.24% | 397.651
| Belgium | 7.35 | 40.65% | 394.599
| Belgium | 6.15 | 36.2%
| Belgium | 3.3 | 45% | 334.956
| Belgium | 3 | 44.95% | 304.506
| Belgium | 3 | 38.05%
| Belgium |  | 47%

## Fig 4.12
Figure 4.12 Offshore wind project and global weighted average LCOEs and auction/PPA prices, 2000-2022
LCOE and auction/PPA prices (2022 USD/kWh)
Offshore wind
| Year | 5th percentile | Weighted average | 95th percentile
| 2000 | 0.13014 | 0.17713 | 0.31739
| 2001 | 0.14184 | 0.16739 | 0.1725
| 2002 | 0.14141 | 0.14141 | 0.14141
| 2003 | 0.082044 | 0.13075 | 0.14304
| 2004 | 0.12696 | 0.18536 | 0.20291
| 2005 | 0.15649 | 0.15649 | 0.15649
| 2006 | 0.15454 | 0.15401 | 0.17556
| 2007 | 0.1543 | 0.22403 | 0.41454
| 2008 | 0.18085 | 0.22121 | 0.24476
| 2009 | 0.16401 | 0.20392 | 0.25553
| 2010 | 0.11815 | 0.19727 | 0.32302
| 2011 | 0.11414 | 0.2061 | 0.25938
| 2012 | 0.12011 | 0.17473 | 0.24431
| 2013 | 0.096255 | 0.14869 | 0.21598
| 2014 | 0.13755 | 0.18163 | 0.2118
| 2015 | 0.10941 | 0.14829 | 0.18793
| 2016 | 0.10518 | 0.12283 | 0.36221
| 2017 | 0.097131 | 0.1122 | 0.15946
| 2018 | 0.071741 | 0.10569 | 0.22082
| 2019 | 0.069698 | 0.091183 | 0.1712
| 2020 | 0.069009 | 0.088097 | 0.24149
| 2021 | 0.055794 | 0.078844 | 0.11517
| 2022 | 0.058005 | 0.080651 | 0.21612

## Table 4.1
Table 4.1: Project characteristics in China and Europe in 2010, 2015 and 2021
| The average offshore wind farm in China vs Europe |  | 2010 | 2015 | 2020 | 2021
| Project size (MW) | China | 67 | 109 | 350 | 245
|  | Europe | 155 | 270 | 347 | 591
| Distance from shore (km) | China | 12 | 10 | 21 | 12
|  | Europe | 18 | 49 | 41 | 23
| Water depth (m) | China | 9 | 12 | 29 | 31
|  | Europe | 21 | 29 | 39 | 39
| Hub height (m) | China |  | 90 | 103 | 102
|  | Europe | 83 | 87 | 97 | 108
| Rotor diameter (m) | China |  | 130 | 162 | 163
|  | Europe | 112 | 119 | 162 | 159
| Turbine size (MW) | China | 2.8 | 4 | 5.9 | 6.7
|  | Europe | 3.1 | 4.2 | 7.9 | 8.5

## Table 4.2
Table 4.2: Regional and country weighted-average total installed costs and ranges for offshore wind, 2010 and 2022
Total installed costs (2022 USD/kW)
Offshore wind
|  |  | 2010 |  |  | 2022
|  |  | 5th percentile | Weighted average | 95th percentile | 5th percentile | Weighted average | 95th percentile
(2022 USD/kW)
|  | Asia | 3189 | 5008 | 5607 | 2128 | 3156 | 5561
|  | China | 3116 | 4962 | 5513 | 2273 | 2811 | 3271
|  | Japan | 5471 | 5471 | 5471 | 6637 | 6637 | 6637
|  | Republic of Korea* | n.a. | n.a. | n.a. | 5605 | 6717 | 7830
|  | Europe | 3941 | 5225 | 7211 | 2693 | 3907 | 13136
|  | Belgium* | 6777 | 6777 | 6777 | 3607 | 3793 | 4147
|  | Denmark** | 3662 | 3662 | 3662 | 2449 | 2449 | 2449
|  | Germany | 7211 | 7211 | 7211 | 2867 | 4220 | 4187
|  | Netherlands*** | 4600 | 4600 | 4600 | 2604 | 2604 | 2604
|  | United Kingdom | 4521 | 5086 | 5427 | 3814 | 3891 | 3990
Notes:
* Countries where data were only available for projects commissioned in 2020, not 2022.
** Countries where data were only available for projects commissioned in 2021, not 2022.
*** The Netherlands had no projects commissioned in 2010, so data for projects commissioned in 2015 are shown.

## Table 4.3
Table 4.3: Weighted-average capacity factors for offshore wind projects in six countries, 2010 and 2022
Capacity factor (%)
Offshore wind
|  | 2010 | 2022 | Percentage change 2010-2022
%
| Belgium* | 38 | 41* | 8
| China | 30 | 37 | 23
| Denmark** | 44 | 50** | 14
| Germany | 50 | 46 | -8
| Japan | 28 | 30 | 7
| Netherlands*** | 48*** | 49 | 2
| United Kingdom | 36 | 49 | 36
* Countries where data were only available for projects commissioned in 2020, not 2022.
** Countries where data were only available for projects commissioned in 2021, not 2022.
*** The Netherlands had no projects commissioned in 2010, so data for projects commissioned in 2015 are shown.

## Table 4.4
Table 4.4 Regional and country weighted average LCOE of offshore wind, 2010 and 2022
LCOE (2022 USD/kWh)
Offshore wind
|  | 2010 |  |  | 2022
|  | 5th percentile | Weighted average | 95th percentile | 5th percentile | Weighted average | 95th percentile
(2022 USD/kW)
| Asia | 0.129 | 0.19 | 0.21 | 0.062 | 0.085 | 0.152
| China | 0.126 | 0.189 | 0.208 | 0.061 | 0.077 | 0.092
| Japan | 0.2 | 0.2 | 0.2 | 0.221 | 0.221 | 0.221
| Republic of Korea* | n.a. | n.a. | n.a. | 0.141* | 0.191* | 0.240*
| Europe | 0.135 | 0.2 | 0.235 | 0.058 | 0.074 | 0.113
| Belgium* | 0.238 | 0.238 | 0.238 | 0.087* | 0.088* | 0.090*
| Denmark | 0.114 | 0.114 | 0.114 | 0.043** | 0.043** | 0.043**
| Germany* | 0.187 | 0.189 | 0.194 | 0.059 | 0.078 | 0.078
| Netherlands | n.a. | n.a. | n.a. | 0.058 | 0.058 | 0.058
| United Kingdom | 0.21 | 0.219 | 0.227 | 0.06 | 0.064 | 0.067
* Countries where data were only available for projects commissioned in 2020, not 2022.
** Countries where data were only available for projects commissioned in 2021, not 2022.
[8 empty] | Region (Offshore Wind) | Country_Long Name | Year (group) | xls_LCOE_all technologies 05perc | xls_LCOE_all technologies 95perc | xls_W AV_LCOE_all technologies | Capmwe
[8 empty] | Asia | China | 2022 | 0.060772 | 0.091667 | 0.076917 | 4070
[8 empty] | Asia | China | 2010 | 0.12624 | 0.20821 | 0.18939 | 142.5
[8 empty] | Asia | Japan | 2022 | 0.22111 | 0.22111 | 0.22111 | 139
[8 empty] | Asia | Japan | 2010 | 0.2001 | 0.2001 | 0.2001 | 14
[8 empty] | Asia | Viet Nam | 2022 | 0.076709 | 0.076709 | 0.076709 | 100
[8 empty] | Europe | Belgium | 2010 | 0.23766 | 0.23766 | 0.23766 | 165
[8 empty] | Europe | Denmark | 2010 | 0.11361 | 0.11361 | 0.11361 | 207
[8 empty] | Europe | Germany | 2022 | 0.058686 | 0.077117 | 0.078078 | 337.3
[8 empty] | Europe | Germany | 2010 | 0.18654 | 0.19571 | 0.18858 | 80
[8 empty] | Europe | Netherlands | 2022 | 0.05797 | 0.05797 | 0.05797 | 770
[8 empty] | Europe | Norway | 2022 | 0.12802 | 0.12802 | 0.12802 | 88
[8 empty] | Europe | United Kingdom | 2022 | 0.060026 | 0.06744 | 0.064188 | 1664
[8 empty] | Europe | United Kingdom | 2010 | 0.20981 | 0.22732 | 0.21894 | 652.8

## Fig 5.1
Figure 5.1 Global weighted average total installed costs, capacity factors and LCOE for CSP, 2010-2022
| Total installed costs |  | 2022 USD/kW |  | Capacity factor |  |  |  | Total installed costs |  | 2022 USD/kWh
| Year | 5th percentile | Weighted average | 95th percentile | Year | 5th percentile | Weighted average | 95th percentile | Year | 5th percentile | Weighted average | 95th percentile
| 2010 | 5194 | 10082.38 | 13909 | 2010 | 19% | 30% | 39% | 2010 | 0.291 | 0.38049 | 0.432
| 2011 | 8844 | 11879.04 | 19761 | 2011 | 24% | 35% | 53% | 2011 | 0.267 | 0.36842 | 0.503
| 2012 | 6879 | 9180.42 | 14524 | 2012 | 22% | 27% | 39% | 2012 | 0.235 | 0.35704 | 0.484
| 2013 | 3959 | 7202 | 10626 | 2013 | 23% | 31% | 44% | 2013 | 0.182 | 0.28237 | 0.364
| 2014 | 3141 | 6181.95 | 8024 | 2014 | 26% | 29% | 32% | 2014 | 0.137 | 0.24781 | 0.295
| 2015 | 4117 | 8258.57 | 10030 | 2015 | 22% | 40% | 50% | 2015 | 0.179 | 0.23805 | 0.308
| 2016 | 3438 | 8680.88 | 12705 | 2016 | 14% | 36% | 51% | 2016 | 0.277 | 0.28095 | 0.328
| 2017 | 4397 | 8217.15 | 9973 | 2017 | 30% | 39% | 43% | 2017 |  | 0.26897
| 2018 | 3872 | 5893.76 | 7702 | 2018 | 32% | 45% | 61% | 2018 | 0.085 | 0.15832 | 0.237
| 2019 | 4193 | 7383.43 | 9648 | 2019 | 22% | 37% | 54% | 2019 | 0.114 | 0.23378 | 0.371
| 2020 | 4809 | 5078.55 | 5666 | 2020 | 40% | 42% | 46% | 2020 |  | 0.11828
| 2021 |  | 9727.76 |  | 2021 |  | 80% |  | 2021 |  | 0.12069
| 2022 |  | 4273.91 |  | 2022 |  | 36% |  | 2022 |  | 0.11846

## Fig 5.2
Figure 5.2 Total installed cost breakdown of CSP plants by technology (2010/2011 and 2019/2020)
Solar Tower total installed cost breakdown
|  | Year | 2022 USD/kW | Percent of total
| Tower | 2011 | 314.7304 | 1.664%
| Tower | 2019 | 130.4994 | 2.054%
| Owners costs | 2011 | 987.109 | 5.22%
| Owners costs | 2019 | 867.0614 | 13.65%
| Contingencies | 2011 | 1520.0048 | 8.039%
| Contingencies | 2019 | 877.9534 | 13.82%
| Thermal energy storage | 2011 | 1763.2056 | 9.325%
| Thermal energy storage | 2019 | 621.8223 | 9.786%
| Power block | 2011 | 2339.0192 | 12.37%
| Power block | 2019 | 993.1293 | 15.63%
| BoP and engineering | 2011 | 3000.6683 | 15.87%
| BoP and engineering | 2019 | 219.4883 | 3.454%
| Receiver | 2011 | 3068.6215 | 16.23%
| Receiver | 2019 | 876.4628 | 13.79%
| Heliostat field | 2011 | 5915.5011 | 31.28%
| Heliostat field | 2019 | 1767.8532 | 27.82%
Parabolic trough total installed cost breakdown
|  | Year | 2022 USD/kW | Percent of total
| Owners costs | 2010 | 464.821 | 4.528%
| Owners costs | 2020 | 426.7737 | 8.964%
| Engineering | 2010 | 506.5714 | 4.935%
| Engineering | 2020 | 180.2968 | 3.787%
| Balance of plant | 2010 | 626.2559 | 6.101%
| Balance of plant | 2020 | 252.2099 | 5.297%
| Contingencies | 2010 | 844.7496 | 8.229%
| Contingencies | 2020 | 360.5935 | 7.574%
| Thermal energy storage | 2010 | 872.5832 | 8.501%
| Thermal energy storage | 2020 | 706.1878 | 14.83%
| HTF system | 2010 | 947.7339 | 9.233%
| HTF system | 2020 | 502.9267 | 10.56%
| Power block | 2010 | 1498.8391 | 14.6%
| Power block | 2020 | 892.4351 | 18.74%
| Solar field | 2010 | 4503.4757 | 43.87%
| Solar field | 2020 | 1439.7165 | 30.24%

## Fig 5.3
Figure 5.3 CSP total installed costs by project size, collector type and amount of storage, 2010-2022
Individual project data contains confidential information
|  | 5th percentile | Weighted-average (2022 USD/kW) | 95th percentile
| 2010 | 5193.5518 | 10082.38 | 13909.3794
| 2011 | 8843.6218 | 11879.04 | 19761.401
| 2012 | 6878.7678 | 9180.42 | 14523.5496
| 2013 | 3958.5576 | 7202 | 10626.1924
| 2014 | 3140.9524 | 6181.95 | 8024.144
| 2015 | 4116.503 | 8258.57 | 10030.1209
| 2016 | 3437.9038 | 8680.88 | 12704.5685
| 2017 | 4396.5621 | 8217.15 | 9972.562
| 2018 | 3871.8292 | 5893.76 | 7701.7846
| 2019 | 4192.5795 | 7383.43 | 9648.0763
| 2020 |  | 5078.55
| 2021 |  | 9727.76
| 2022 |  | 4273.91

## Fig 5.4
Figure 5.4 Capacity factor trends for CSP plants by direct normal irradiance and storage duration, 2010-2022
| Storagehrs (Bins) | Capfactor | Note (DNI)
| 0 to 4 h | 37.67% | 2963
| 0 to 4 h | 43.38% | 2952
| 0 to 4 h | 18.65% | 1996
| 0 to 4 h | 35.73% | 2497
| 0 to 4 h | 27.4% | 1952
| 0 to 4 h | 25.62% | 1930
| 4 to 8 h | 36.07% | 2096
| 4 to 8 h | 36.07% | 2107
| 4 to 8 h | 39.95% | 2260
| 4 to 8 h | 40.87% | 2007
| 4 to 8 h | 36.53% | 2064
| 4 to 8 h | 19.41% | 2393
| 4 to 8 h | 38.81% | 2104
| 4 to 8 h | 38.81% | 2064
| 4 to 8 h | 36.07% | 2096
| 4 to 8 h | 38.81% | 2062
| 4 to 8 h | 38.49% | 2784
| 4 to 8 h | 39.95% | 2007
| 4 to 8 h | 38.81% | 2055
| 4 to 8 h | 45.3% | 1789
| 4 to 8 h | 36.53% | 2937
| 4 to 8 h | 57.08% | 2830
| 4 to 8 h | 39.95% | 2069
| 4 to 8 h | 39.95% | 2086
| 4 to 8 h | 34.25% | 2503
| 4 to 8 h | 38.05% | 2508
| 4 to 8 h | 35.84% | 1883
| 4 to 8 h | 31.05% | 1952
| 4 to 8 h | 43.38% | 2960
| 8 to 10 | 41% | 1982
| 8 to 10 | 52.51% | 2949
| 8 to 10 | 51.89% | 2734
| 8 to 10 | 41.1% | 2077
| 8 to 10 | 45.43% | 1950
| 8 to 10 | 35.8% | 1887
| 8 to 10 | 39.95% | 1863
| 8 to 10 | 49.32% | 1641
| 10+ | 63.1% | 2072
| 10+ | 45.89% | 1649
| 10+ | 55.14% | 1654
| 10+ | 63.93% | 1734
| 10+ | 80% | 3186
| no storage | 21.69% | 2159
| no storage | 21.69% | 2068
| no storage | 22.83% | 1992
| no storage | 23.74% | 2064
| no storage | 32.68% | 2768
| no storage | 27.4% | 2065
| no storage | 23.86% | 2086
| no storage | 23.59% | 1799
| no storage | 29.68% | 1476
| no storage | 27.4% | 2888
| no storage | 26.94% | 2074
| no storage | 26.14% | 2064
| no storage | 26.14% | 2064
| no storage | 23.97% | 2019
| no storage | 22.83% | 2076
| no storage | 22.83% | 2076
| no storage | 22.83% | 2076
| no storage | 27.14% | 1667
| no storage | 22.83% | 2053
| no storage | 30.19% | 2393
| no storage | 25.57% | 1742
| no storage | 26.48% | 2676
| no storage | 22.15% | 2092
| no storage | 22.15% | 2092
| no storage | 22.83% | 2068
| no storage | 22.83% | 2076
| no storage | 22.83% | 2042
0.4338
0.5251
0.5189
0.411
0.411
0.631
0.8

## Fig 5.5
Figure 5.5 Average project size and average storage hours of CSP projects, 2010-2021
| Project size MW | 2010 | 2011 | 2012 | 2013 | 2014 | 2015 | 2016 | 2017 | 2018 | 2019 | 2020 | 2021 | 2022
| 5th percentile | 50 | 19.95 | 29.625 | 43.75 | 50 | 55 | 44.9 | 52.5 | 50 | 45.8 | 52.5
| Average | 54.1667 | 44.5364 | 50.125 | 75.3125 | 165.875 | 86.6667 | 76 | 75 | 121.4286 | 70.4444 | 75 | 110 | 50
| 95th percentile | 68.75 | 50 | 52.5 | 163.75 | 332.55 | 109 | 143.5 | 97.5 | 200 | 120.6 | 97.5
| Storage hours | 2010 | 2011 | 2012 | 2013 | 2014 | 2015 | 2016 | 2017 | 2018 | 2019 | 2020 | 2021 | 2022
| 5th percentile | 0 | 0 | 0 | 0 | 0 | 2.875 | 2.1 | 5.5 | 4.95 | 1.575 | 10.15
| Weighted average | 3.4615 | 5.2021 | 1.9601 | 2.7427 | 0 | 5.1923 | 3.4375 | 3.6667 | 9.1176 | 4.7161 | 11 | 17.5 | 9
| 95th percentile | 7.5 | 11.25 | 8 | 9 | 0 | 9.625 | 8.67 | 5.5 | 13.8 | 9.65 | 12.85

## Fig 5.6
Figure 5.5 Average project size and average storage hours of CSP projects, 2010-2021
| Project size MW | 2010 | 2011 | 2012 | 2013 | 2014 | 2015 | 2016 | 2017 | 2018 | 2019 | 2020 | 2021 | 2022
| 5th percentile | 50 | 19.95 | 29.625 | 43.75 | 50 | 55 | 44.9 | 52.5 | 50 | 45.8 | 52.5
| Average | 54.1667 | 44.5364 | 50.125 | 75.3125 | 165.875 | 86.6667 | 76 | 75 | 121.4286 | 70.4444 | 75 | 110 | 50
| 95th percentile | 68.75 | 50 | 52.5 | 163.75 | 332.55 | 109 | 143.5 | 97.5 | 200 | 120.6 | 97.5
| Storage hours | 2010 | 2011 | 2012 | 2013 | 2014 | 2015 | 2016 | 2017 | 2018 | 2019 | 2020 | 2021 | 2022
| 5th percentile | 0 | 0 | 0 | 0 | 0 | 2.875 | 2.1 | 5.5 | 4.95 | 1.575 | 10.15
| Weighted average | 3.4615 | 5.2021 | 1.9601 | 2.7427 | 0 | 5.1923 | 3.4375 | 3.6667 | 9.1176 | 4.7161 | 11 | 17.5 | 9
| 95th percentile | 7.5 | 11.25 | 8 | 9 | 0 | 9.625 | 8.67 | 5.5 | 13.8 | 9.65 | 12.85

## Table 5.1
Table 5.1 All-in (insurance included) O&M cost estimates for CSP plants in selected markets, 2019-2020
| Country | Parabolic trough collectors | Solar tower
|  | (2022 USD/kWh) | (2022 USD/kWh)
| Argentina | 0.028 | 0.026
| Australia | 0.03 | 0.029
| Brazil | 0.022 | 0.022
| China | 0.024 | 0.02
| France | 0.035 | 0.03
| India | 0.017 | 0.017
| Italy | 0.028 | 0.026
| Mexico | 0.018 | 0.017
| Morocco | 0.014 | 0.013
| Russian Federation | 0.027 | 0.025
| Saudi Arabia | 0.013 | 0.012
| South Africa | 0.014 | 0.013
| Spain | 0.027 | 0.025
| Türkiye | 0.02 | 0.018
| United Arab Emirates | 0.02 | 0.022
| United States of America | 0.027 | 0.024
Source: IRENA Renewable Cost Database

## Fig 5.7
Figure 5.7 LCOE for CSP projects by technology and storage duration, 2010-2022
| 2022 USD/kWh | 2010 | 2011 | 2012 | 2013 | 2014 | 2015 | 2016 | 2017 | 2018 | 2019 | 2020 | 2021 | 2022
| MIN LCOE | 0.27773 | 0.24688 | 0.2148 | 0.12854 | 0.17939 | 0.17546 | 0.27556 | 0.26897 | 0.079928 | 0.11349
| Weighted average | 0.38049 | 0.36842 | 0.35704 | 0.28237 | 0.24781 | 0.23805 | 0.28095 | 0.26897 | 0.15832 | 0.23378 | 0.11828 | 0.12069 | 0.11846
| MAX LCOE | 0.441 | 0.51318 | 0.54164 | 0.38238 | 0.30864 | 0.31848 | 0.33418 | 0.26897 | 0.24905 | 0.43059

## Fig 5.8
Figure 5.8 Reduction in LCOE for CSP projects, 2010-2020, by source
2022 USD/kWh
| LCOE 2010 | 0.38049 | Share
| Total installed cost | -0.16875 | 64.35%
| Capacity factor | -0.045513 | 17.36%
| O&M | -0.025034 | 9.547%
| WACC | -0.022921 | 8.741%
| LCOE 2020 | 0.118

## Fig 6.1
Figure 6.1 Global weighted average total installed costs, capacity factors and LCOE for hydropower, 2010-2022
Hydropower 2010-2022
Total installed cost (2022 USD/kW)
|  | 2010 | 2011 | 2012 | 2013 | 2014 | 2015 | 2016 | 2017 | 2018 | 2019 | 2020 | 2021 | 2022
| 5th percentile | 901.316 | 951.956 | 980.841 | 984.044 | 1032.568 | 1058.359 | 954.892 | 1060.3 | 1015.662 | 1164.219 | 1256.632 | 1321.633 | 886.541
| Weighted average | 1407.29 | 1386.69 | 1482.42 | 1676.06 | 1546.1 | 1689.11 | 2001.74 | 2054.12 | 1610.23 | 1911.68 | 2075.33 | 2299.23 | 2880.92
| 95th percentile | 3278.19 | 3046.39 | 3775.45 | 3880.52 | 4908.43 | 4936.66 | 6153.62 | 7502.3 | 4399.1 | 4396.73 | 7922.71 | 5426.6 | 6054.76
Capacity factor (%)
|  | 2010 | 2011 | 2012 | 2013 | 2014 | 2015 | 2016 | 2017 | 2018 | 2019 | 2020 | 2021 | 2022
| 5th percentile | 30.95% | 31.42% | 30.44% | 32.65% | 33.91% | 32.71% | 30.85% | 23.3% | 26.88% | 34.61% | 29.09% | 31.55% | 35.47%
| Weighted average | 44% | 44% | 46% | 50% | 49% | 51% | 50% | 47% | 46% | 48% | 45% | 45% | 46%
| 95th percentile | 65.94% | 65.53% | 68.06% | 70.76% | 75.26% | 79.85% | 69.38% | 69.09% | 70.47% | 70.19% | 74.32% | 74% | 67.2%
LCOE (2022 USD/kWh)
|  | 2010 | 2011 | 2012 | 2013 | 2014 | 2015 | 2016 | 2017 | 2018 | 2019 | 2020 | 2021 | 2022
| 5th percentile | 0.022348 | 0.022743 | 0.024094 | 0.024089 | 0.024699 | 0.025092 | 0.029233 | 0.030276 | 0.028808 | 0.025942 | 0.028852 | 0.034013 | 0.02231
| Weighted average | 0.041607 | 0.039122 | 0.040702 | 0.045491 | 0.045431 | 0.039134 | 0.051779 | 0.054275 | 0.042627 | 0.044309 | 0.049186 | 0.05188 | 0.060969
| 95th percentile | 0.092946 | 0.077024 | 0.089466 | 0.097545 | 0.12194 | 0.11498 | 0.15747 | 0.19133 | 0.10518 | 0.1054 | 0.14531 | 0.12517 | 0.16621

## Fig 6.2
Figure 6.2 Total installed costs by project and global weighted average for hydropower, 2010-2022
Total installed costs (2022 USD/kW)
Hydropower
| Year | 5th percentile | Weighted average | 95th percentile
| 2010 | 901.316 | 1407.29 | 3278.19
| 2011 | 951.956 | 1386.69 | 3046.39
| 2012 | 980.841 | 1482.42 | 3775.45
| 2013 | 984.044 | 1676.06 | 3880.52
| 2014 | 1032.568 | 1546.1 | 4908.43
| 2015 | 1058.359 | 1689.11 | 4936.66
| 2016 | 954.892 | 2001.74 | 6153.62
| 2017 | 1060.3 | 2054.12 | 7502.3
| 2018 | 1015.662 | 1610.23 | 4399.1
| 2019 | 1164.219 | 1911.68 | 4396.73
| 2020 | 1256.632 | 2075.33 | 7922.71
| 2021 | 1321.633 | 2299.23 | 5426.6
| 2022 | 886.541 | 2880.92 | 6054.76

## Fig 6.3
Figure 6.3 Total installed costs for small and large hydropower projects and the global weighted-average, 2010-2022
Total installed costs (2022 USD/kW)
Large Hydropower
| Year | 5th percentile | Weighted average | 95th percentile
| 2010 | 903.35 | 1405.06 | 3190.53
| 2011 | 952.18 | 1378.47 | 2653.66
| 2012 | 980.64 | 1477.44 | 3650.58
| 2013 | 974.91 | 1669.69 | 3900.24
| 2014 | 1053.93 | 1537.49 | 4454.95
| 2015 | 1066.18 | 1686.31 | 4886.02
| 2016 | 948 | 1999.52 | 5232.91
| 2017 | 1036.27 | 2043 | 7210.12
| 2018 | 854.98 | 1605.46 | 4261.43
| 2019 | 1161 | 1906.05 | 4456.83
| 2020 | 1160.8 | 2069.56 | 8405.7
| 2021 | 1268.65 | 2299.31 | 3745.19
| 2022 | 899.24 | 2882.42 | 6324.79
Small Hydropower
| Year | 5th percentile | Weighted average | 95th percentile
| 2010 | 901.73 | 1475.83 | 3275.25
| 2011 | 953.56 | 1625.76 | 3349.47
| 2012 | 981.4 | 1720.15 | 3859.84
| 2013 | 1077.55 | 1931.24 | 3503.28
| 2014 | 998.06 | 2567.75 | 7187.63
| 2015 | 1203.4 | 2351 | 5022.3
| 2016 | 1652.71 | 2799.53 | 7282.28
| 2017 | 2187.23 | 5579.5 | 11700.36
| 2018 | 1360.52 | 2856.94 | 4203.49
| 2019 | 1309.44 | 2346.65 | 4291.89
| 2020 | 1523.55 | 2725.97 | 5844.64
| 2021 | 1543.09 | 2283.63 | 6268.78

## Fig 6.4
Figure 6.4 Distribution of total installed costs of large and small hydropower projects by capacity, 2010-2015 and 2016-2022
| Large Hydropower | [5 empty] | Small Hydropower
| 2010-2015 |  |  | 2016-2022 |  |  | 2010-2015 |  |  | 2016-2022
| Total investment (Bins) 2022 USD/kW | Percentage of capacity | Capacity (MW) | Total investment (Bins) 2022 USD/kW | Percentage of capacity | Capacity (MW) | Total investment (Bins) 2022 USD/kW | Percentage of capacity | Capacity (MW) | Total investment (Bins) 2022 USD/kW | Percentage of capacity | Capacity (MW)
| 400 | 7.698% | 19654 | 400 | 0.4194% | 772.5 | 600 | 1.021% | 47.76 | 600 | 1.877% | 18.32
| 600 | 4.586% | 11707.92 | 600 | 3.066% | 5647 | 800 | 10.06% | 470.55 | 1000 | 3.587% | 35
| 800 | 5.85% | 14936.58 | 800 | 5.381% | 9912.4 | 1000 | 17.49% | 817.97 | 1200 | 1.275% | 12.44
| 1000 | 13.12% | 33511.01 | 1000 | 10.9% | 20072.9 | 1200 | 17.34% | 810.56 | 1400 | 8.17% | 79.73
| 1200 | 25.74% | 65718.36 | 1200 | 8.952% | 16489.45 | 1400 | 12.12% | 566.821 | 1600 | 8.803% | 85.91
| 1400 | 11.02% | 28132.93 | 1400 | 12.57% | 23157.7 | 1600 | 10.7% | 500.46 | 1800 | 9.058% | 88.39
| 1600 | 7.584% | 19364.26 | 1600 | 9.308% | 17144.44 | 1800 | 6.831% | 319.423 | 2000 | 17.06% | 166.53
| 1800 | 7.398% | 18887.87 | 1800 | 9.538% | 17568.38 | 2000 | 4.422% | 206.751 | 2200 | 11.01% | 107.443
| 2000 | 5.431% | 13867.31 | 2000 | 7.694% | 14171.99 | 2200 | 3.842% | 179.65 | 2400 | 5.257% | 51.305
| 2200 | 1.315% | 3356.44 | 2200 | 11.33% | 20866.09 | 2400 | 2.936% | 137.286 | 2600 | 5.652% | 55.153
| 2400 | 1.85% | 4722.43 | 2400 | 5.414% | 9972.18 | 2600 | 1.979% | 92.54 | 2800 | 4.263% | 41.6
| 2600 | 1.663% | 4245.08 | 2600 | 1.512% | 2785.13 | 2800 | 1.497% | 69.98 | 3000 | 2.675% | 26.1
| 2800 | 1.085% | 2768.96 | 2800 | 1.94% | 3572.91 | 3000 | 0.9789% | 45.77 | 3200 | 1.394% | 13.6
| 3000 | 2.249% | 5741.54 | 3000 | 1.858% | 3422.03 | 3200 | 1.949% | 91.153 | 3400 | 1.455% | 14.2
| 3200 | 0.5306% | 1354.66 | 3200 | 0.7934% | 1461.36 | 3400 | 1.571% | 73.448 | 3600 | 1.872% | 18.27
| 3400 | 0.2862% | 730.84 | 3400 | 1.536% | 2829.58 | 3600 | 0.9538% | 44.6 | 3800 | 1.505% | 14.69
| 3600 | 0.2241% | 572.17 | 3600 | 2.468% | 4545.6 | 3800 | 0.4021% | 18.8 | 4000 | 1.387% | 13.54
| 3800 | 0.4075% | 1040.32 | 3800 | 0.7159% | 1318.74 | 4000 | 0.5026% | 23.5 | 4200 | 1.809% | 17.65
| 4000 | 0.259% | 661.28 | 4000 | 0.0858% | 158 | 4200 | 0.4406% | 20.6 | 4400 | 2.351% | 22.94
| 4200 | 0.271% | 691.8 | 4200 | 0.7737% | 1425.1 | 4400 | 0.6814% | 31.861 | 4600 | 0.3484% | 3.4
| 4400 | 0.2216% | 565.8 | 4400 | 0.1224% | 225.4 | 4600 | 0.1283% | 6 | 4800 | 3.744% | 36.54
| 4600 | 0.3912% | 998.8 | 4600 | 0.3052% | 562.1 | 4800 | 0.2515% | 11.76 | 5000 | 0.5738% | 5.6
| 4800 | 0.0311% | 79.5 | 4800 | 0.5391% | 993 | 5000 | 0.0471% | 2.2 | 5200 | 0.4509% | 4.4
| 5000 | 0.1822% | 465.27 | 5000 | 0.5771% | 1063 | 5200 | 0.0284% | 1.33 | 5400 | 1.025% | 10
| 5200 | 0.0277% | 70.65 | 5200 | 0.1659% | 305.5 | 5400 | 0.2292% | 10.715 | 6000 | 0.0307% | 0.3
| 5400 | 0.0472% | 120.5 | 5400 | 0.0565% | 104 | 5600 | 0.1115% | 5.215 | 6200 | 0.6866% | 6.7
| 5600 | 0.0517% | 132 | 5600 | 0.3578% | 659 | 6000 | 0.2246% | 10.5 | 6600 | 0.8198% | 8
| 5800 | 0.0423% | 108 | 6000 | 0.0435% | 80.1 | 6200 | 0.0727% | 3.4 | 7200 | 0.2869% | 2.8
| 6000 | 0.0613% | 156.57 | 6200 | 0.0292% | 53.8 | 6800 | 0.1497% | 7 | 7400 | 0.041% | 0.4
| 6200 | 0.0452% | 115.5 | 6400 | 0.013% | 24 | 7200 | 0.1459% | 6.82 | 8000 | 0.1845% | 1.8
| 6400 | 0.0313% | 80 | 6800 | 0.2515% | 463.2 | 7400 | 0.1989% | 9.3 | 9400 | 0.2685% | 2.62
| 6600 | 0.0098% | 25 | 7000 | 0.1794% | 330.5 | 8400 | 0.1953% | 9.13 | 14800 | 0.2049% | 2
| 6800 | 0.0078% | 20 | 7200 | 0.1151% | 212 | 8800 | 0.2085% | 9.75 | 17200 | 0.871% | 8.5
| 7000 | 0.0595% | 152 | 7800 | 0.0505% | 93 | 10200 | 0.1711% | 8
| 7200 | 0.0067% | 17 | 8200 | 0.0109% | 20 | 11400 | 0.1112% | 5.2
| 7800 | 0.016% | 40.75 | 8400 | 0.0434% | 80
| 8000 | 0.0783% | 200.01 | 8600 | 0.0089% | 16.4
| 9200 | 0.0313% | 80 | 9000 | 0.025% | 46
| 9800 | 0.0191% | 48.7 | 9200 | 0.0087% | 16
| 10800 | 0.0117% | 30 | 9800 | 0.006% | 11
| 11600 | 0.0117% | 30 | 11400 | 0.2715% | 500
| 14600 | 0.0157% | 40 | 12000 | 0.0104% | 19.2
| 16200 | 0.0113% | 28.8 | 15800 | 0.4474% | 824
| 18600 | 0.02% | 51 | 16600 | 0.1086% | 200

## Fig 6.5
Figure 6.5 Total installed cost by project and capacity weighted averages for large hydropower projects by country/region, 2010-2022
Total installed costs (2022 USD/kW)
Region | Period | 5th percentile | Weighted average | 95th percentile
Africa | 2010-2015 | 752.43 | 1 953 | 5652.79
Africa | 2016-2022 | 1417.73 | 2 604 | 7025.15
Brazil | 2010-2015 | 1327.9 | 1 936 | 4977.15
Brazil | 2016-2022 | 1172.03 | 1 639 | 3367.11
Central America and the Caribbean | 2010-2015 | 1469.27 | 3 193 | 4406.7
Central America and the Caribbean | 2016-2022 | 1764.81 | 3 826 | 4918.83
China | 2010-2015 | 934.59 | 1 231 | 1934.76
China | 2016-2022 | 1033.76 | 1 860 | 3622.75
Eurasia | 2010-2015 | 1201.26 | 1 653 | 4714.95
Eurasia | 2016-2022 | 1131.85 | 2 344 | 3493.78
Europe | 2010-2015 | 1430.61 | 2 907 | 9862.64
Europe | 2016-2022 | 751.68 | 2 101 | 8832.46
India | 2010-2015 | 1044.05 | 1 780 | 2955.37
India | 2016-2022 | 854.64 | 1 525 | 3027.5
Middle East | 2010-2015 | 629.63 | 824 | 2476.85
Middle East | 2016-2022 | 1511.51 | 1 913 | 2827.67
North America | 2010-2015 | 1309 | 2 999 | 7675.35
North America | 2016-2022 | 1369 | 5 825 | 15228.13
Oceania | 2010-2015 | 2944.61 | 4 245 | 4829.14
Oceania | 2016-2022 | 4417.12 | 4 417 | 4417.12
Other Asia | 2010-2015 | 1061.95 | 1 671 | 3168.67
Other Asia | 2016-2022 | 1105.13 | 1 877 | 4215.93
Other South America | 2010-2015 | 1180.72 | 2 394 | 4403.24
Other South America | 2016-2022 | 1694.71 | 2 537 | 5995.57

## Fig 6.6
Figure 6.6 Total installed cost by project and capacity weighted averages for small hydropower projects by country/region, 2010-2022
Total installed costs (2022 USD/kW)
Region | Period | 5th percentile | Weighted average | 95th percentile
Africa | 2010-2015 | 2855.59 | 3 584 | 5124.58
Africa | 2016-2022 | 2761.06 | 3 760 | 5380.74
Brazil | 2010-2015 | 1033.28 | 2 567 | 3862.08
Brazil | 2016-2022 | 1698.89 | 2 368 | 3097.71
Central America and the Caribbean | 2010-2015 | 2060.01 | 3 244 | 4304.56
China | 2010-2015 | 909.11 | 1 299 | 1698.31
China | 2016-2022 | 702.67 | 1 764 | 4459.49
Eurasia | 2010-2015 | 1446.2 | 3 514 | 6460.58
Eurasia | 2016-2022 | 1515.33 | 3 024 | 4885.17
Europe | 2010-2015 | 1347.45 | 4 638 | 9339.84
Europe | 2016-2022 | 2121.08 | 3 737 | 8190.97
India | 2010-2015 | 1244.39 | 1 931 | 3214.83
India | 2016-2022 | 1364.64 | 1 995 | 2687.58
Oceania | 2010-2015 | 3537.52 | 3 729 | 4268.93
Other Asia | 2010-2015 | 1159.14 | 1 969 | 3967.76
Other Asia | 2016-2022 | 1309.65 | 2 485 | 4886.62
Other South America | 2010-2015 | 2161.08 | 3 116 | 4448.02

## Fig 6.7
Figure 6.7 Large hydropower project LCOE and capacity weighted averages by country/region, 2010-2022
LCOE (2022 USD/kWh)
Region | Period | 5th percentile | Weighted average | 95th percentile
Africa | 2010-2015 | 0.021577 | 0.052984 | 0.13347
Africa | 2016-2022 | 0.03113 | 0.065623 | 0.16873
Asia | 2016-2022 | 0.047252 | 0.047252 | 0.047252
Brazil | 2010-2015 | 0.028266 | 0.037821 | 0.096067
Brazil | 2016-2022 | 0.036228 | 0.040944 | 0.071882
Central America and the Caribbean | 2010-2015 | 0.036183 | 0.10544 | 0.23878
Central America and the Caribbean | 2016-2022 | 0.048083 | 0.086075 | 0.15692
China | 2010-2015 | 0.022398 | 0.034058 | 0.054344
China | 2016-2022 | 0.023505 | 0.04176 | 0.083505
Eurasia | 2010-2015 | 0.027382 | 0.053519 | 0.12525
Eurasia | 2016-2022 | 0.031337 | 0.063296 | 0.11258
Europe | 2010-2015 | 0.053401 | 0.13943 | 0.3876
Europe | 2016-2022 | 0.044022 | 0.082966 | 0.19889
India | 2010-2015 | 0.03748 | 0.053577 | 0.08198
India | 2016-2022 | 0.023768 | 0.046532 | 0.098922
Middle East | 2010-2015 | 0.045794 | 0.045794 | 0.045794
Middle East | 2016-2022 | 0.047561 | 0.074347 | 0.109
North America | 2010-2015 | 0.047616 | 0.085033 | 0.15904
North America | 2016-2022 | 0.036234 | 0.09481 | 0.21444
Oceania | 2010-2015 | 0.07653 | 0.14957 | 0.2312
Other Asia | 2010-2015 | 0.03022 | 0.049273 | 0.083655
Other Asia | 2016-2022 | 0.027802 | 0.047724 | 0.098814
Other South America | 2010-2015 | 0.025057 | 0.049544 | 0.081003
Other South America | 2016-2022 | 0.028386 | 0.052391 | 0.1258

## Fig 6.8
Figure 6.8 Small hydropower project LCOE and capacity weighted averages by country/region, 2010-2021
LCOE (2021 USD/kWh)
Region | Period | 5th percentile | Weighted average | 95th percentile
Africa | 2010-2015 | 0.089713 | 0.10735 | 0.1485
Africa | 2016-2022 | 0.069126 | 0.091443 | 0.11666
Brazil | 2010-2015 | 0.030019 | 0.061244 | 0.13631
Brazil | 2016-2022 | 0.045081 | 0.056424 | 0.074642
Central America and the Caribbean | 2010-2015 | 0.059222 | 0.082927 | 0.11052
China | 2010-2015 | 0.022395 | 0.037759 | 0.059609
China | 2016-2022 | 0.019978 | 0.049031 | 0.12632
Eurasia | 2010-2015 | 0.032207 | 0.090502 | 0.18221
Eurasia | 2016-2022 | 0.030602 | 0.063658 | 0.088103
Europe | 2010-2015 | 0.038199 | 0.15811 | 0.42962
Europe | 2016-2022 | 0.05659 | 0.092341 | 0.20429
India | 2010-2015 | 0.038061 | 0.063315 | 0.10996
India | 2016-2022 | 0.042931 | 0.053718 | 0.072307
Other Asia | 2010-2015 | 0.036679 | 0.057612 | 0.10336
Other Asia | 2016-2022 | 0.035562 | 0.059125 | 0.15103
Other South America | 2010-2015 | 0.040365 | 0.065959 | 0.10233

## Table 6.1
Table 6.1 Total installed cost breakdown by component and capacity-weighted averages for 25 hydropower projects in China, India and Sri Lanka, 2010-2016 and Europe 2021
China, India and Sri Lanka 2010-2016
| Project component | Share of total installed costs (%)
|  | Minimum | Weighted average | Maximum
| Civil works | 17 | 45 | 65
| Mechanical equipment | 18 | 33 | 66
| Planning and other | 6 | 16 | 29
| Grid connection | 1 | 6 | 17
| Cost of land | 1 | 3 | 8
Europe 2021
| Type of Hydro | Share of total installed costs (%)
|  | Civil | Mechanical | Electrical
| Large-scale Reservoir Storage (high head) | 70 | 10 | 20
| Large-scale Run of river (low head) | 50 | 30 | 20
| Small-scale Run of river | 50 | 30 | 20
| Pumped storage | 30-50 | 20-30 | 30-40
Source: IRENA Renewable Cost Database and International Hydropower Association (IHA)

## Table 6.2
Table 6.2: Total installed costs for hydropower by project and weighted average by capacity range, 2000-2022
2000-2022
| Capacity (MW) | 5th percentile (2022 USD/kW) | weighted average (2022 USD/kW) | 95th percentile (2022 USD/kW)
| 0-50 | 896.332 | 1 749 | 3813
| 51-100 | 936.073 | 1 971 | 4025.14
| 101-150 | 987.695 | 1 879 | 3762.15
| 151-200 | 895.137 | 1 850 | 3358.26
| 201-250 | 984.889 | 1 914 | 3642.52
| 251-300 | 896.392 | 2 232 | 4139.96
| 301-350 | 994.929 | 2 129 | 4804.56
| 351-400 | 722.589 | 1 810 | 3524.98
| 401-450 | 1280.679 | 2 135 | 3278.2
| 451-500 | 1057.194 | 1 704 | 2751.3
| 501-550 | 1191.823 | 2 167 | 3745.19
| 551-600 | 1450.367 | 1 958 | 2774.3
| 601-650 | 1145.888 | 1 553 | 3587.25
| 651-700 | 824.028 | 2 137 | 2873.04
| 701-750 | 1033.862 | 1 543 | 2176.89
| 751-800 | 1146.409 | 1 684 | 2377.14
| 801-850 | 1260.652 | 1 961 | 2809.7
| 851-900 | 1022.715 | 1 743 | 1992.35
| 901-950 | 703.608 | 1 178 | 1431.8

## Table 6.3
Table 6.3 Hydropower project capacity factors and capacity weighted averages for large hydropower projects by country/region, 2010-2022
Large Hydropower
|  | 2010-2015 |  |  | 2016-2022
|  | 5th percentile (%) | Weighted- average (%) | 95th percentile (%) | 5th percentile (%) | Weighted- average (%) | 95th percentile (%)
| Africa | 28 | 47 | 71 | 34 | 51 | 78
| Brazil | 51 | 61 | 80 | 39 | 46 | 62
| Central America | 27 | 48 | 63 | 33 | 51 | 55
| China | 31 | 46 | 57 | 37 | 46 | 54
| Eurasia | 28 | 43 | 61 | 29 | 42 | 66
| Europe | 14 | 41 | 70 | 16 | 33 | 59
| India | 29 | 47 | 63 | 21 | 42 | 59
| North America | 18 | 37 | 78 | 35 | 55 | 72
| Oceania | 25 | 38 | 47 | n.a. | n.a. | n.a.
| Other Asia | 37 | 46 | 65 | 38 | 49 | 74
| Other South America | 46 | 62 | 85 | 46 | 59 | 79

## Table 6.4
Table 6.4 Hydropower project capacity factors and capacity weighted averages for small hydropower projects by country/region, 2010-2022
Small Hydropower
|  | 2010-2015 |  |  | 2016-2022
|  | 5th percentile (%) | Weighted- average (%) | 95th percentile (%) | 5th percentile (%) | Weighted- average (%) | 95th percentile (%)
| Africa | 33 | 56 | 68 | 51 | 56 | 65
| Brazil | 42 | 63 | 88 | 49 | 54 | 59
| Central America | 45 | 59 | 75 | n.a. | n.a. | n.a.
| China | 33 | 46 | 60 | 38 | 40 | 43
| Eurasia | 44 | 58 | 74 | 43 | 58 | 71
| Europe | 23 | 48 | 70 | 28 | 43 | 66
| India | 28 | 50 | 71 | 39 | 55 | 61
| Other Asia | 37 | 50 | 79 | 36 | 56 | 76
| Other South America | 43 | 65 | 82 | 37 | 37 | 37

## Table 6.5
Table 6.5 Hydropower O&M cost breakdown by project for a sample of 25 projects
| Project Component | Share of total O&M costs (%)
|  | Minimum | Weighted average | Maximum
| Operation costs | 20 | 51 | 61
| Salary | 13 | 39 | 74
| Other | 5 | 16 | 28
| Material | 3 | 4 | 4

## Fig 7.1
Figure 7.1 Global weighted average total installed costs, capacity factors and LCOEs for geothermal, 2010-2022
Geothermal 2010-2022
Total installed cost (2022 USD/kW)
|  | 2010 | 2011 | 2012 | 2013 | 2014 | 2015 | 2016 | 2017 | 2018 | 2019 | 2020 | 2021 | 2022
| 5th percentile | 1841.27 |  | 3352.18 | 2408.34 | 2196.94 | 2659.89 | 2632.25 | 2015.99 | 3577.35 | 2268.57 | 1909.65 | 2399.46 | 2406.09
| Weighted average | 2904.12 |  | 5894.85 | 4242.58 | 4005 | 3922.05 | 4119.11 | 4295.36 | 4624.08 | 4450.24 | 4045.07 | 4300.22 | 3477.91
| 95th percentile | 5132.17 |  | 14792.74 | 13775.04 | 9453.28 | 8036.48 | 7873.31 | 7558.6 | 9529.48 | 11516.25 | 7049.28 | 6520.74 | 8765.38
Capacity factor (%)
|  | 2010 | 2011 | 2012 | 2013 | 2014 | 2015 | 2016 | 2017 | 2018 | 2019 | 2020 | 2021 | 2022
| 5th percentile | 80% |  | 76.25% | 73.09% | 49.6% | 77.2% | 58.66% | 58.83% | 62.11% | 74% | 75.9% | 58.43% | 69.03%
| Weighted average | 87% |  | 83% | 82% | 84% | 89% | 85% | 81% | 84% | 79% | 81% | 77% | 85%
| 95th percentile | 92.24% |  | 94.11% | 91.23% | 91.1% | 92.7% | 90.11% | 90% | 96.25% | 86.34% | 91.18% | 91.32% | 89.55%
LCOE (2022 USD/kWh)
|  | 2010 | 2011 | 2012 | 2013 | 2014 | 2015 | 2016 | 2017 | 2018 | 2019 | 2020 | 2021 | 2022
| 5th percentile | 0.03935 |  | 0.058975 | 0.041416 | 0.046616 | 0.048829 | 0.055143 | 0.040556 | 0.058473 | 0.047673 | 0.039469 | 0.038725 | 0.045833
| Weighted average | 0.052963 |  | 0.090639 | 0.067529 | 0.068851 | 0.06198 | 0.071491 | 0.074787 | 0.072173 | 0.07129 | 0.060013 | 0.071728 | 0.056287
| 95th percentile | 0.081394 |  | 0.1724 | 0.18059 | 0.2336 | 0.11113 | 0.1212 | 0.1353 | 0.15749 | 0.13449 | 0.091545 | 0.10469 | 0.12225

## Fig 7.2
Figure 7.2 Geothermal power total installed costs by project, technology and capacity, 2007-2022
Total installed costs (2022 USD/kW)
Geothermal
| Year | 5th percentile | Weighted average | 95th percentile
| 2007 | 2340.31 | 2340.31 | 2340.31
| 2008 | 1569.95 | 3571.18 | 4852.82
| 2009 | 3851.13 | 6179.15 | 39022.15
| 2010 | 1841.27 | 2904.12 | 5132.17
| 2012 | 3352.18 | 5894.85 | 14792.74
| 2013 | 2408.34 | 4242.58 | 13775.04
| 2014 | 2196.94 | 4005 | 9453.28
| 2015 | 2659.89 | 3922.05 | 8036.48
| 2016 | 2632.25 | 4119.11 | 7873.31
| 2017 | 2015.99 | 4295.36 | 7558.6
| 2018 | 3577.35 | 4624.08 | 9529.48
| 2019 | 2268.57 | 4450.24 | 11516.25
| 2020 | 1909.65 | 4045.07 | 7049.28
| 2021 | 2399.46 | 4300.22 | 6520.74
| 2022 | 2406.09 | 3477.91 | 8765.38

## Fig 7.3
Figure 7.3 Capacity factors of geothermal power plants by technology and project size, 2007-2022
Capacity factors (%)
Geothermal
| Year | 5th percentile | Weighted average | 95th percentile
| 2007 | 80% | 80% | 80%
| 2008 | 82.11% | 88% | 90%
| 2009 | 69.56% | 73% | 82.1%
| 2010 | 80% | 87% | 92.24%
| 2012 | 76.25% | 83% | 94.11%
| 2013 | 73.09% | 82% | 91.23%
| 2014 | 49.6% | 84% | 91.1%
| 2015 | 77.2% | 89% | 92.7%
| 2016 | 58.66% | 85% | 90.11%
| 2017 | 58.83% | 81% | 90%
| 2018 | 62.11% | 84% | 96.25%
| 2019 | 74% | 79% | 86.34%
| 2020 | 75.9% | 81% | 91.18%
| 2021 | 58.43% | 77% | 91.32%
| 2022 | 69.03% | 85% | 89.55%

## Fig 7.4
Figure 7.4 LCOE of geothermal power projects by technology and project size, 2007-2022
LCOE (2022 USD/kWh)
Geothermal
| Year | 5th percentile | Weighted average | 95th percentile
| 2007 | 0.052487 | 0.052497 | 0.052487
| 2008 | 0.039214 | 0.058315 | 0.069854
| 2009 | 0.074323 | 0.079375 | 0.081189
| 2010 | 0.03935 | 0.052968 | 0.081394
| 2012 | 0.057994 | 0.088407 | 0.12884
| 2013 | 0.04101 | 0.064723 | 0.094083
| 2014 | 0.046267 | 0.066333 | 0.11353
| 2015 | 0.048829 | 0.061978 | 0.11113
| 2016 | 0.055143 | 0.071487 | 0.1212
| 2017 | 0.040556 | 0.074787 | 0.1353
| 2018 | 0.058473 | 0.068872 | 0.15749
| 2019 | 0.04701 | 0.071406 | 0.10508
| 2020 | 0.039469 | 0.060013 | 0.091545
| 2021 | 0.038725 | 0.071727 | 0.10469
| 2022 | 0.045833 | 0.063849 | 0.12225

## Fig 8.1
Figure 8.1 Global weighted average total installed costs, capacity factors and LCOEs for bioenergy, 2010-2022
Bioenergy 2010-2022
Total installed cost (2022 USD/kW)
|  | 2010 | 2011 | 2012 | 2013 | 2014 | 2015 | 2016 | 2017 | 2018 | 2019 | 2020 | 2021 | 2022
| 5th percentile | 789.13 | 565.47 | 858.45 | 1057.32 | 991.21 | 1132.38 | 1262.34 | 1452.7 | 1150.72 | 1379.78 | 1195.78 | 1792.5 | 1033.47
| Weighted average | 2903.52 | 2791.42 | 1952.34 | 3396.73 | 3344.74 | 2907.75 | 2440.29 | 3250.57 | 1899.84 | 2481.19 | 2818.9 | 2517.95 | 2162.3
| 95th percentile | 5417.86 | 5753.38 | 5080.79 | 8948.53 | 15093.05 | 17965.97 | 14450.64 | 11074.75 | 10507.06 | 12253.44 | 6634.16 | 11706.03 | 5944.44
Capacity factor (%)
|  | 2010 | 2011 | 2012 | 2013 | 2014 | 2015 | 2016 | 2017 | 2018 | 2019 | 2020 | 2021 | 2022
| 5th percentile | 30.55% | 37.31% | 42.38% | 41.39% | 43% | 63% | 60.45% | 65% | 44.24% | 61.78% | 51.14% | 60.15% | 45.35%
| Weighted average | 72% | 72% | 67% | 74% | 75% | 75% | 67% | 86% | 76% | 70% | 70% | 68% | 72%
| 95th percentile | 91.73% | 93% | 89.13% | 93% | 93% | 93% | 88.81% | 94.1% | 92.73% | 93.57% | 87.65% | 82% | 89.73%
LCOE (2022 USD/kWh)
|  | 2010 | 2011 | 2012 | 2013 | 2014 | 2015 | 2016 | 2017 | 2018 | 2019 | 2020 | 2021 | 2022
| 5th percentile | 0.041764 | 0.03859 | 0.038991 | 0.048036 | 0.048648 | 0.040144 | 0.057648 | 0.057061 | 0.049572 | 0.055541 | 0.043632 | 0.063623 | 0.048044
| Weighted average | 0.082115 | 0.078753 | 0.067661 | 0.086412 | 0.086581 | 0.076327 | 0.074623 | 0.074508 | 0.057697 | 0.067484 | 0.076009 | 0.070519 | 0.061469
| 95th percentile | 0.15294 | 0.16634 | 0.13984 | 0.17924 | 0.34516 | 0.38625 | 0.25262 | 0.2092 | 0.29359 | 0.24967 | 0.15319 | 0.14678 | 0.12539

## Fig 8.2
Figure 8.2 Total installed costs of bioenergy power generation projects by selected feedstocks and country/region, 2000-2022
Total installed costs (2022 USD/kW)
Bioenergy
Bagasse
|  | 5th percentile | Weighted average | 95th percentile
| China | 1409.97 | 1672.14 | 1865.57
| Europe | 3949.94 | 4284.98 | 6152
| India | 572.09 | 1084.31 | 2152.17
| North America | 1491.31 | 1491.31 | 1491.31
| Rest of the world | 437.6 | 1869.9 | 5097.36
Landfill gas
|  | 5th percentile | Weighted average | 95th percentile
| China | 1407.67 | 3061.28 | 4622.1
| Europe | 3797.15 | 3815.7 | 3914.26
| India | 1945.11 | 2806.32 | 4871
| North America | 701.36 | 3153.18 | 5543.59
| Rest of the world | 1050.11 | 2607.65 | 5198.15
Other vegetal and agricultural waste
|  | 5th percentile | Weighted average | 95th percentile
| China | 1055.25 | 1566.21 | 2104.57
| Europe | 731.09 | 3537.63 | 6715.43
| India | 947.88 | 1348.39 | 2003.03
| North America | 3478.68 | 5004.76 | 6031.82
| Rest of the world | 590.89 | 1741.27 | 3959.27
Rice husks
|  | 5th percentile | Weighted average | 95th percentile
| China | 702.36 | 1497.38 | 2039.09
Europe
| India | 665.4 | 1230.49 | 1879.88
North America
| Rest of the world | 1741.7 | 2291.28 | 3885.23
Wood waste
|  | 5th percentile | Weighted average | 95th percentile
| China | 888.04 | 1481.2 | 3366.7
| Europe | 2541.78 | 4618.06 | 7407.93
| India | 642.29 | 1140.79 | 1455.88
| North America | 1983.6 | 4296.74 | 6964.61
| Rest of the world | 614.73 | 3264.66 | 6539.23
Renewable Municipal Waste
|  | 5th percentile | Weighted average | 95th percentile
| China | 2036.91 | 3638.5 | 5481.35
| Europe | 1384.12 | 4662.08 | 7444.81
| India | 1246.81 | 1710.3 | 2491.32
| North America | 2903.46 | 4082.86 | 6730.95
| Rest of the world | 1176.61 | 2079.84 | 2400.35

## Fig 8.3
Figure 8.3 Total installed costs of bioenergy power generation projects for different capacity ranges by country/region, 2000-2022
Total installed costs (2022 USD/kW)
Bioenergy
| Bin size (MW) |  | China | Europe | India | North America | Rest of the world
| 0-5 | 5th percentile | 1409.04 | 2987.93 | 559.56 | 652.9 | 978.39
|  | Weighted average | 2440.17 | 5056.37 | 1785.5 | 3196.67 | 2641.55
|  | 95th percentile | 4398.2 | 7597.88 | 4368.02 | 5584.91 | 5723.17
| 5-10 | 5th percentile | 1649.92 | 2091.77 | 638.05 | 1440.1 | 653.86
|  | Weighted average | 3488.24 | 4418.81 | 1337.58 | 3445.6 | 2294.87
|  | 95th percentile | 6340.97 | 7253.47 | 2152.62 | 7335.31 | 4497.54
| 10-15 | 5th percentile | 1065.67 | 3809.12 | 889.61 | 1511.24 | 633.43
|  | Weighted average | 2448.33 | 5845.39 | 1421.68 | 3871.09 | 2155.76
|  | 95th percentile | 4125.04 | 7489.16 | 2549.12 | 6125.72 | 5744.85
| 15-20 | 5th percentile | 991.73 | 592.65 | 851.82 | 3051.83 | 951.89
|  | Weighted average | 2625.96 | 2928.74 | 1469.64 | 3962.03 | 3439.81
|  | 95th percentile | 4487.79 | 5239.83 | 2495.33 | 5570.17 | 6423.42
| 20-25 | 5th percentile | 688.25 | 3173.71 | 637.54 | 3293.48 | 657.78
|  | Weighted average | 1907.67 | 5552.1 | 1125.28 | 4084.34 | 2941
|  | 95th percentile | 3618.99 | 6710.27 | 1530.03 | 5057.41 | 5410.69
| 25-30 | 5th percentile | 1063.9 | 1691.39 | 803.89 | 1589.77 | 633.53
|  | Weighted average | 1705.61 | 3356.47 | 1100.55 | 2729.6 | 2192.75
|  | 95th percentile | 2086.43 | 4470.41 | 1371.95 | 4533.99 | 4196.36
| 30-35 | 5th percentile | 1363.21 | 1864.84 | 678.36 | 4036.68 | 1293.29
|  | Weighted average | 1644.07 | 5397.16 | 794.73 | 5423.59 | 2843.44
|  | 95th percentile | 1972.1 | 7501.88 | 861.73 | 6810.51 | 6387
| 35-40 | 5th percentile | 471.45 | 2269.97 | 1715.57 | 4942.22 | 659.24
|  | Weighted average | 1804.7 | 4631.2 | 1715.57 | 6073.83 | 1821.68
|  | 95th percentile | 3599.33 | 7136.63 | 1715.57 | 7155.27 | 3727.34
| 40-45 | 5th percentile | 3867.64 | 1697.87 | 559.49 | 2679.96 | 454.68
|  | Weighted average | 3867.64 | 5157.77 | 931.68 | 4731.79 | 1435.69
|  | 95th percentile | 3867.64 | 7013.39 | 1324.61 | 6634.69 | 2338.11
| 45-50 | 5th percentile | 1521.62 | 2147.82 | 1194.79 | 4349.61 | 4560.61
|  | Weighted average | 1605.88 | 4223.66 | 1194.79 | 4552.59 | 4840.85
|  | 95th percentile | 1741.31 | 7323.33 | 1194.79 | 4755.57 | 5258.45
| 50-55 | 5th percentile | 1009.54 | 2798.46 |  | 2467.49 | 1175.22
|  | Weighted average | 1712.48 | 3607.65 |  | 3925.92 | 2968.86
|  | 95th percentile | 3167.51 | 4755.72 |  | 6156.16 | 5170.98

## Fig 8.4
Figure 8.4 Project capacity factors and weighted averages of selected feedstocks for bioenergy power generation projects by country and region, 2000-2022
Capacity factors (%)
Bioenergy
|  |  | China | Europe | India | North America | Rest of the world
| Bagasse | 5th percentile | 54.37% | 82% | 24.59% | 38.98% | 25.25%
|  | Weighted average | 59% | 82% | 51% | 39% | 51%
|  | 95th percentile | 61.61% | 90.39% | 87.4% | 38.98% | 83.04%
| Landfill gas | 5th percentile | 33.33% | 82.51% | 46.07% | 49.95% | 29.25%
|  | Weighted average | 57% | 84% | 59% | 75% | 61%
|  | 95th percentile | 87.25% | 91.69% | 71.07% | 93% | 92.69%
| Other vegetal and agricultural waste | 5th percentile | 52.5% | 78.14% | 56.63% | 93% | 56.5%
|  | Weighted average | 63% | 85% | 68% | 93% | 76%
|  | 95th percentile | 74.37% | 91.32% | 82.37% | 95.46% | 91.32%
| Rice husks | 5th percentile | 48.21% |  | 63.41% |  | 65.39%
|  | Weighted average | 61% |  | 72% |  | 79%
|  | 95th percentile | 74.86% |  | 90.41% |  | 90.44%
| Wood waste | 5th percentile | 51.57% | 71.02% | 72.09% | 66% | 49.31%
|  | Weighted average | 68% | 80% | 73% | 88% | 77%
|  | 95th percentile | 89.63% | 86.73% | 74.03% | 93% | 90.75%
| Renewable Municipal Waste | 5th percentile | 45.13% | 62.95% | 72.45% | 46.99% | 75.2%
|  | Weighted average | 62% | 77% | 75% | 60% | 76%
|  | 95th percentile | 73.94% | 89.67% | 75% | 93% | 78.8%

## Fig 8.5
Figure 8.5 LCOE by project and weighted averages of bioenergy power generation projects by feedstock and country/region, 2000-2022
LCOE (2022 USD/kWh)
Bioenergy
|  | 5th percentile | Weighted average | 95th percentile
| China | 0.046021 | 0.06151 | 0.12392
| Europe | 0.053236 | 0.09242 | 0.23174
| India | 0.040144 | 0.060343 | 0.10872
| North America | 0.049975 | 0.10124 | 0.19519
| Rest of the world | 0.041557 | 0.073929 | 0.15572

## Fig 8.6
Figure 8.6 LCOE and capacity factor by project of selected feedstocks for bioenergy power generation projects, 2000-2022
Selected feedstock project capacity factor (%) and LCOE (2022 USD/kWh)
Bioenergy
| Product | Capacity factor (%) | LCOE (2022 USD/kWh)
| Bagasse | 97.68% | 0.03815
| Bagasse | 94% | 0.081519
| Bagasse | 91.51% | 0.18071
| Bagasse | 91.32% | 0.12582
| Bagasse | 90.41% | 0.04775
| Bagasse | 90.41% | 0.033748
| Bagasse | 90% | 0.09225
| Bagasse | 84.93% | 0.055334
| Bagasse | 83.41% | 0.05877
| Bagasse | 82.19% | 0.046776
| Bagasse | 82.19% | 0.035401
| Bagasse | 82% | 0.11157
| Bagasse | 82% | 0.09382
| Bagasse | 82% | 0.092764
| Bagasse | 82% | 0.091708
| Bagasse | 82% | 0.090694
| Bagasse | 82% | 0.090652
| Bagasse | 82% | 0.089595
| Bagasse | 81.8% | 0.049174
| Bagasse | 78.9% | 0.047841
| Bagasse | 75.81% | 0.049782
| Bagasse | 75.02% | 0.11944
| Bagasse | 74.64% | 0.13053
| Bagasse | 72.25% | 0.079594
| Bagasse | 71.61% | 0.053847
| Bagasse | 71.48% | 0.058788
| Bagasse | 70.27% | 0.05321
| Bagasse | 70% | 0.040252
| Bagasse | 70% | 0.034496
| Bagasse | 67.54% | 0.10442
| Bagasse | 65.45% | 0.048405
| Bagasse | 64.88% | 0.053876
| Bagasse | 64.04% | 0.060022
| Bagasse | 63.9% | 0.057666
| Bagasse | 63.04% | 0.066689
| Bagasse | 63% | 0.072642
| Bagasse | 62% | 0.071996
| Bagasse | 62% | 0.066201
| Bagasse | 61.51% | 0.092905
| Bagasse | 61.16% | 0.06415
| Bagasse | 61.16% | 0.063646
| Bagasse | 60.07% | 0.063733
| Bagasse | 60.07% | 0.06205
| Bagasse | 60% | 0.19659
| Bagasse | 60% | 0.07883
| Bagasse | 60% | 0.067324
| Bagasse | 60% | 0.060135
| Bagasse | 60% | 0.045375
| Bagasse | 59.93% | 0.087007
| Bagasse | 58.71% | 0.04371
| Bagasse | 58.71% | 0.043222
| Bagasse | 57.08% | 0.047987
| Bagasse | 56.16% | 0.056541
| Bagasse | 54.37% | 0.060896
| Bagasse | 54.37% | 0.059676
| Bagasse | 52.14% | 0.057072
| Bagasse | 52.1% | 0.077315
| Bagasse | 51.89% | 0.038787
| Bagasse | 51% | 0.070174
| Bagasse | 50.88% | 0.051122
| Bagasse | 49.43% | 0.063042
| Bagasse | 49.12% | 0.081546
| Bagasse | 49% | 0.17155
| Bagasse | 49% | 0.12523
| Bagasse | 46.15% | 0.082492
| Bagasse | 45.97% | 0.086192
| Bagasse | 45.15% | 0.066249
| Bagasse | 44.75% | 0.131
| Bagasse | 44.43% | 0.077377
| Bagasse | 44.4% | 0.078241
| Bagasse | 43.84% | 0.039099
| Bagasse | 43.84% | 0.039308
| Bagasse | 43.57% | 0.043926
| Bagasse | 41.32% | 0.074347
| Bagasse | 41.1% | 0.071722
| Bagasse | 41.1% | 0.070611
| Bagasse | 40.89% | 0.069214
| Bagasse | 40.41% | 0.050022
| Bagasse | 39.82% | 0.059986
| Bagasse | 39.47% | 0.073363
| Bagasse | 39.47% | 0.072216
| Bagasse | 39.29% | 0.064883
| Bagasse | 39.04% | 0.059005
| Bagasse | 38.98% | 0.076765
| Bagasse | 37.78% | 0.072865
| Bagasse | 34.45% | 0.047261
| Bagasse | 33.96% | 0.088979
| Bagasse | 32.21% | 0.076378
| Bagasse | 32.21% | 0.074673
| Bagasse | 31.78% | 0.056181
| Bagasse | 31.69% | 0.056402
| Bagasse | 29.97% | 0.069175
| Bagasse | 29.87% | 0.085708
| Bagasse | 29.7% | 0.074045
| Bagasse | 28.12% | 0.061703
| Bagasse | 27.71% | 0.096883
| Bagasse | 27.4% | 0.05715
| Bagasse | 26.3% | 0.049135
| Bagasse | 25.62% | 0.06441
| Bagasse | 24.8% | 0.049521
| Bagasse | 23.32% | 0.090123
| Bagasse | 19.03% | 0.077928
| Bagasse | 16.34% | 0.15565
| Bagasse | 16.01% | 0.22981
| Bagasse | 15.89% | 0.11372
| Bagasse | 13.56% | 0.27867
| Landfill gas | 100% | 0.11302
| Landfill gas | 96.75% | 0.05611
| Landfill gas | 95.89% | 0.067505
| Landfill gas | 95.13% | 0.054631
| Landfill gas | 95% | 0.073362
| Landfill gas | 93.27% | 0.079365
| Landfill gas | 93% | 0.14717
| Landfill gas | 93% | 0.10211
| Landfill gas | 93% | 0.094568
| Landfill gas | 93% | 0.084294
| Landfill gas | 93% | 0.061156
| Landfill gas | 93% | 0.052532
| Landfill gas | 92.91% | 0.091336
| Landfill gas | 92.2% | 0.079041
| Landfill gas | 92.01% | 0.082755
| Landfill gas | 91.32% | 0.073446
| Landfill gas | 91.32% | 0.056988
| Landfill gas | 91.32% | 0.043488
| Landfill gas | 90.54% | 0.045716
| Landfill gas | 89.04% | 0.073274
| Landfill gas | 87.52% | 0.079266
| Landfill gas | 87.52% | 0.077741
| Landfill gas | 86.18% | 0.1142
| Landfill gas | 85.24% | 0.10737
| Landfill gas | 84.94% | 0.059442
| Landfill gas | 84.52% | 0.067703
| Landfill gas | 84% | 0.087552
| Landfill gas | 84% | 0.084427
| Landfill gas | 84% | 0.049505
| Landfill gas | 84% | 0.038058
| Landfill gas | 83.45% | 0.074431
| Landfill gas | 82.52% | 0.04334
| Landfill gas | 82.45% | 0.069507
| Landfill gas | 82.23% | 0.063103
| Landfill gas | 82% | 0.092017
| Landfill gas | 82% | 0.090815
| Landfill gas | 82% | 0.089927
| Landfill gas | 82% | 0.089803
| Landfill gas | 82% | 0.088882
| Landfill gas | 82% | 0.087779
| Landfill gas | 82% | 0.05666
| Landfill gas | 82% | 0.053392
| Landfill gas | 81.74% | 0.055208
| Landfill gas | 81.72% | 0.063494
| Landfill gas | 81.56% | 0.10047
| Landfill gas | 80.86% | 0.035444
| Landfill gas | 80.73% | 0.075359
| Landfill gas | 80.21% | 0.090692
| Landfill gas | 80% | 0.036283
| Landfill gas | 80% | 0.15997
| Landfill gas | 80% | 0.065771
| Landfill gas | 80% | 0.062325
| Landfill gas | 79.91% | 0.093373
| Landfill gas | 79.61% | 0.064058
| Landfill gas | 79.5% | 0.032431
| Landfill gas | 79.19% | 0.089426
| Landfill gas | 78.95% | 0.048779
| Landfill gas | 76.33% | 0.071012
| Landfill gas | 76.22% | 0.07739
| Landfill gas | 76% | 0.10729
| Landfill gas | 75.91% | 0.054339
| Landfill gas | 75.85% | 0.057823
| Landfill gas | 75.69% | 0.10309
| Landfill gas | 75.38% | 0.054502
| Landfill gas | 75% | 0.062554
| Landfill gas | 74.52% | 0.05754
| Landfill gas | 74.2% | 0.15702
| Landfill gas | 74.2% | 0.091461
| Landfill gas | 73.97% | 0.05848
| Landfill gas | 73.23% | 0.06138
| Landfill gas | 73.06% | 0.095616
| Landfill gas | 73.06% | 0.075494
| Landfill gas | 73.06% | 0.068044
| Landfill gas | 73.04% | 0.058411
| Landfill gas | 72% | 0.086221
| Landfill gas | 70.93% | 0.10928
| Landfill gas | 70.91% | 0.097401
| Landfill gas | 70.41% | 0.062491
| Landfill gas | 70% | 0.056013
| Landfill gas | 69.35% | 0.10098
| Landfill gas | 69.35% | 0.080054
| Landfill gas | 68.91% | 0.15626
| Landfill gas | 68.91% | 0.079568
| Landfill gas | 67.69% | 0.068194
| Landfill gas | 67.09% | 0.056623
| Landfill gas | 66.87% | 0.080957
| Landfill gas | 66.82% | 0.05791
| Landfill gas | 66.78% | 0.066678
| Landfill gas | 66.78% | 0.064915
| Landfill gas | 66.78% | 0.063795
| Landfill gas | 66% | 0.089936
| Landfill gas | 65.81% | 0.15397
| Landfill gas | 65.58% | 0.075264
| Landfill gas | 65.58% | 0.08958
| Landfill gas | 65.39% | 0.12183
| Landfill gas | 65% | 0.11991
| Landfill gas | 65% | 0.064282
| Landfill gas | 65% | 0.055985
| Landfill gas | 64.77% | 0.10106
| Landfill gas | 64.13% | 0.084881
| Landfill gas | 63.93% | 0.089448
| Landfill gas | 63.7% | 0.069704
| Landfill gas | 63.66% | 0.073818
| Landfill gas | 63.5% | 0.063081
| Landfill gas | 63% | 0.07747
| Landfill gas | 63% | 0.074747
| Landfill gas | 63% | 0.070715
| Landfill gas | 63% | 0.070426
| Landfill gas | 63% | 0.070277
| Landfill gas | 63% | 0.070229
| Landfill gas | 63% | 0.070168
| Landfill gas | 63% | 0.068936
| Landfill gas | 63% | 0.068787
| Landfill gas | 63% | 0.063247
| Landfill gas | 62.67% | 0.085469
| Landfill gas | 62.67% | 0.083812
| Landfill gas | 62.1% | 0.11858
| Landfill gas | 62.09% | 0.10922
| Landfill gas | 60.88% | 0.059394
| Landfill gas | 60.83% | 0.069382
| Landfill gas | 60.77% | 0.082856
| Landfill gas | 60.71% | 0.05834
| Landfill gas | 60.51% | 0.098429
| Landfill gas | 60.51% | 0.12448
| Landfill gas | 60.05% | 0.071574
| Landfill gas | 59.94% | 0.061236
| Landfill gas | 59.73% | 0.10159
| Landfill gas | 59.69% | 0.063414
| Landfill gas | 59.67% | 0.1049
| Landfill gas | 59.36% | 0.11794
| Landfill gas | 59.31% | 0.074812
| Landfill gas | 58.5% | 0.10281
| Landfill gas | 58.39% | 0.05334
| Landfill gas | 57.9% | 0.056029
| Landfill gas | 57.88% | 0.053204
| Landfill gas | 57.65% | 0.061526
| Landfill gas | 57.53% | 0.12957
| Landfill gas | 57.53% | 0.091079
| Landfill gas | 57.53% | 0.063658
| Landfill gas | 57.25% | 0.10448
| Landfill gas | 57.2% | 0.1053
| Landfill gas | 57.08% | 0.12572
| Landfill gas | 57.08% | 0.10134
| Landfill gas | 57.04% | 0.099491
| Landfill gas | 56.89% | 0.12852
| Landfill gas | 56.1% | 0.063781
| Landfill gas | 55.95% | 0.14074
| Landfill gas | 55.9% | 0.048162
| Landfill gas | 55.81% | 0.11323
| Landfill gas | 55.62% | 0.12283
| Landfill gas | 55.51% | 0.10879
| Landfill gas | 55.43% | 0.067873
| Landfill gas | 54.66% | 0.1004
| Landfill gas | 54.42% | 0.12201
| Landfill gas | 54.25% | 0.17745
| Landfill gas | 54.17% | 0.12242
| Landfill gas | 54% | 0.11495
| Landfill gas | 54% | 0.10283
| Landfill gas | 53.94% | 0.08769
| Landfill gas | 53.81% | 0.082256
| Landfill gas | 53.59% | 0.11907
| Landfill gas | 53.48% | 0.11396
| Landfill gas | 53.25% | 0.066147
| Landfill gas | 53.14% | 0.080097
| Landfill gas | 52.95% | 0.094755
| Landfill gas | 52.93% | 0.12145
| Landfill gas | 52.84% | 0.051235
| Landfill gas | 52.32% | 0.086275
| Landfill gas | 52.05% | 0.11819
| Landfill gas | 51.82% | 0.10124
| Landfill gas | 51.33% | 0.11304
| Landfill gas | 51.25% | 0.17748
| Landfill gas | 51.13% | 0.10225
| Landfill gas | 51.02% | 0.13974
| Landfill gas | 50.79% | 0.075458
| Landfill gas | 50.68% | 0.1536
| Landfill gas | 50.64% | 0.060316
| Landfill gas | 50.42% | 0.080436
| Landfill gas | 50.23% | 0.14791
| Landfill gas | 49.8% | 0.10706
| Landfill gas | 49.5% | 0.075766
| Landfill gas | 49.47% | 0.11374
| Landfill gas | 49.43% | 0.054596
| Landfill gas | 49.26% | 0.078408
| Landfill gas | 49.23% | 0.092279
| Landfill gas | 48.96% | 0.039483
| Landfill gas | 48.58% | 0.063068
| Landfill gas | 48.4% | 0.14267
| Landfill gas | 48.4% | 0.14211
| Landfill gas | 47.75% | 0.10911
| Landfill gas | 47.49% | 0.1151
| Landfill gas | 47% | 0.079153
| Landfill gas | 46.02% | 0.069822
| Landfill gas | 46% | 0.17777
| Landfill gas | 45.55% | 0.10064
| Landfill gas | 45.49% | 0.094239
| Landfill gas | 45.35% | 0.11128
| Landfill gas | 44.62% | 0.11388
| Landfill gas | 43.84% | 0.11212
| Landfill gas | 43.77% | 0.088132
| Landfill gas | 43.38% | 0.075331
| Landfill gas | 42.81% | 0.097575
| Landfill gas | 42.81% | 0.057805
| Landfill gas | 42.36% | 0.12444
| Landfill gas | 41.75% | 0.10328
| Landfill gas | 41.66% | 0.083278
| Landfill gas | 41.62% | 0.1538
| Landfill gas | 41.07% | 0.2325
| Landfill gas | 40.29% | 0.074386
| Landfill gas | 39.39% | 0.065884
| Landfill gas | 38.84% | 0.1172
| Landfill gas | 38.55% | 0.10952
| Landfill gas | 37.96% | 0.1014
| Landfill gas | 37.92% | 0.17861
| Landfill gas | 36.82% | 0.082717
| Landfill gas | 35.91% | 0.0945
| Landfill gas | 35.81% | 0.097768
| Landfill gas | 32.69% | 0.20817
| Landfill gas | 31.42% | 0.1201
| Landfill gas | 31.01% | 0.087485
| Landfill gas | 29.49% | 0.15217
| Landfill gas | 29.18% | 0.20303
| Landfill gas | 27.42% | 0.098976
| Landfill gas | 27.08% | 0.065508
| Landfill gas | 26.89% | 0.10892
| Landfill gas | 26.86% | 0.098511
| Landfill gas | 22.02% | 0.20218
| Landfill gas | 20.64% | 0.12711
| Other vegetal and agricultural waste | 95.89% | 0.09814
| Other vegetal and agricultural waste | 93.15% | 0.048243
| Other vegetal and agricultural waste | 93% | 0.16131
| Other vegetal and agricultural waste | 93% | 0.11621
| Other vegetal and agricultural waste | 93% | 0.11436
| Other vegetal and agricultural waste | 93% | 0.081956
| Other vegetal and agricultural waste | 93% | 0.079863
| Other vegetal and agricultural waste | 93% | 0.073888
| Other vegetal and agricultural waste | 92% | 0.072051
| Other vegetal and agricultural waste | 91.32% | 0.12398
| Other vegetal and agricultural waste | 91.32% | 0.12439
| Other vegetal and agricultural waste | 91.32% | 0.10367
| Other vegetal and agricultural waste | 91.32% | 0.091493
| Other vegetal and agricultural waste | 91.32% | 0.088349
| Other vegetal and agricultural waste | 91.32% | 0.03802
| Other vegetal and agricultural waste | 91.32% | 0.034112
| Other vegetal and agricultural waste | 90.41% | 0.05275
| Other vegetal and agricultural waste | 90% | 0.086598
| Other vegetal and agricultural waste | 89.04% | 0.087988
| Other vegetal and agricultural waste | 86.6% | 0.12848
| Other vegetal and agricultural waste | 86.6% | 0.10203
| Other vegetal and agricultural waste | 86.6% | 0.087463
| Other vegetal and agricultural waste | 86.6% | 0.05435
| Other vegetal and agricultural waste | 86.6% | 0.033203
| Other vegetal and agricultural waste | 85.32% | 0.045691
| Other vegetal and agricultural waste | 85% | 0.17432
| Other vegetal and agricultural waste | 85% | 0.10904
| Other vegetal and agricultural waste | 85% | 0.070121
| Other vegetal and agricultural waste | 85% | 0.059917
| Other vegetal and agricultural waste | 83.98% | 0.053036
| Other vegetal and agricultural waste | 83.18% | 0.08272
| Other vegetal and agricultural waste | 82.76% | 0.16267
| Other vegetal and agricultural waste | 82.09% | 0.069368
| Other vegetal and agricultural waste | 82.09% | 0.10898
| Other vegetal and agricultural waste | 82% | 0.088791
| Other vegetal and agricultural waste | 81.37% | 0.053169
| Other vegetal and agricultural waste | 81.37% | 0.049139
| Other vegetal and agricultural waste | 81.37% | 0.042681
| Other vegetal and agricultural waste | 81.37% | 0.046079
| Other vegetal and agricultural waste | 80.76% | 0.070769
| Other vegetal and agricultural waste | 80.51% | 0.05967
| Other vegetal and agricultural waste | 80.11% | 0.092118
| Other vegetal and agricultural waste | 80.02% | 0.070986
| Other vegetal and agricultural waste | 80% | 0.14922
| Other vegetal and agricultural waste | 80% | 0.091459
| Other vegetal and agricultural waste | 80% | 0.072098
| Other vegetal and agricultural waste | 80% | 0.068775
| Other vegetal and agricultural waste | 80% | 0.064855
| Other vegetal and agricultural waste | 80% | 0.058022
| Other vegetal and agricultural waste | 80% | 0.055482
| Other vegetal and agricultural waste | 80% | 0.055286
| Other vegetal and agricultural waste | 80% | 0.053352
| Other vegetal and agricultural waste | 80% | 0.052297
| Other vegetal and agricultural waste | 80% | 0.048401
| Other vegetal and agricultural waste | 80% | 0.046424
| Other vegetal and agricultural waste | 80% | 0.043369
| Other vegetal and agricultural waste | 80% | 0.042142
| Other vegetal and agricultural waste | 80% | 0.038591
| Other vegetal and agricultural waste | 79.91% | 0.13415
| Other vegetal and agricultural waste | 79.91% | 0.053039
| Other vegetal and agricultural waste | 79.2% | 0.048401
| Other vegetal and agricultural waste | 78.28% | 0.038713
| Other vegetal and agricultural waste | 78.27% | 0.038829
| Other vegetal and agricultural waste | 78.26% | 0.078556
| Other vegetal and agricultural waste | 78.14% | 0.12076
| Other vegetal and agricultural waste | 78.01% | 0.052246
| Other vegetal and agricultural waste | 77.35% | 0.05274
| Other vegetal and agricultural waste | 76.11% | 0.054705
| Other vegetal and agricultural waste | 76.11% | 0.053128
| Other vegetal and agricultural waste | 75.34% | 0.055073
| Other vegetal and agricultural waste | 75.34% | 0.052304
| Other vegetal and agricultural waste | 75% | 0.069017
| Other vegetal and agricultural waste | 75% | 0.052396
| Other vegetal and agricultural waste | 74.2% | 0.053519
| Other vegetal and agricultural waste | 74.2% | 0.051998
| Other vegetal and agricultural waste | 74.2% | 0.050265
| Other vegetal and agricultural waste | 74.2% | 0.050089
| Other vegetal and agricultural waste | 74.08% | 0.049758
| Other vegetal and agricultural waste | 73.35% | 0.085587
| Other vegetal and agricultural waste | 73.3% | 0.045593
| Other vegetal and agricultural waste | 73.29% | 0.065438
| Other vegetal and agricultural waste | 72.96% | 0.04716
| Other vegetal and agricultural waste | 72.67% | 0.061628
| Other vegetal and agricultural waste | 72.67% | 0.063085
| Other vegetal and agricultural waste | 72.51% | 0.051358
| Other vegetal and agricultural waste | 72.47% | 0.055048
| Other vegetal and agricultural waste | 72.47% | 0.049673
| Other vegetal and agricultural waste | 72.46% | 0.056183
| Other vegetal and agricultural waste | 72.33% | 0.065064
| Other vegetal and agricultural waste | 72.33% | 0.053556
| Other vegetal and agricultural waste | 72.33% | 0.053587
| Other vegetal and agricultural waste | 72.32% | 0.053514
| Other vegetal and agricultural waste | 72.32% | 0.053472
| Other vegetal and agricultural waste | 72% | 0.059083
| Other vegetal and agricultural waste | 72% | 0.057471
| Other vegetal and agricultural waste | 72% | 0.056935
| Other vegetal and agricultural waste | 72% | 0.056908
| Other vegetal and agricultural waste | 72% | 0.055506
| Other vegetal and agricultural waste | 72% | 0.053111
| Other vegetal and agricultural waste | 72% | 0.053059
| Other vegetal and agricultural waste | 72% | 0.053038
| Other vegetal and agricultural waste | 72% | 0.052733
| Other vegetal and agricultural waste | 72% | 0.052343
| Other vegetal and agricultural waste | 72% | 0.052337
| Other vegetal and agricultural waste | 72% | 0.052235
| Other vegetal and agricultural waste | 72% | 0.050105
| Other vegetal and agricultural waste | 71.99% | 0.056321
| Other vegetal and agricultural waste | 71.92% | 0.081992
| Other vegetal and agricultural waste | 71.66% | 0.063141
| Other vegetal and agricultural waste | 71.61% | 0.047221
| Other vegetal and agricultural waste | 71.35% | 0.032006
| Other vegetal and agricultural waste | 71.12% | 0.053933
| Other vegetal and agricultural waste | 71.04% | 0.053995
| Other vegetal and agricultural waste | 71.04% | 0.053929
| Other vegetal and agricultural waste | 71.04% | 0.053815
| Other vegetal and agricultural waste | 70.96% | 0.053957
| Other vegetal and agricultural waste | 70.96% | 0.053825
| Other vegetal and agricultural waste | 70.88% | 0.054014
| Other vegetal and agricultural waste | 70.72% | 0.052872
| Other vegetal and agricultural waste | 70.56% | 0.04698
| Other vegetal and agricultural waste | 70.4% | 0.055564
| Other vegetal and agricultural waste | 70.4% | 0.054852
| Other vegetal and agricultural waste | 70.32% | 0.052238
| Other vegetal and agricultural waste | 70.25% | 0.076205
| Other vegetal and agricultural waste | 70% | 0.063651
| Other vegetal and agricultural waste | 70% | 0.057511
| Other vegetal and agricultural waste | 70% | 0.055493
| Other vegetal and agricultural waste | 70% | 0.054745
| Other vegetal and agricultural waste | 70% | 0.052503
| Other vegetal and agricultural waste | 70% | 0.050257
| Other vegetal and agricultural waste | 70% | 0.048297
| Other vegetal and agricultural waste | 69.96% | 0.068797
| Other vegetal and agricultural waste | 69.92% | 0.055385
| Other vegetal and agricultural waste | 69.86% | 0.073017
| Other vegetal and agricultural waste | 69.86% | 0.049133
| Other vegetal and agricultural waste | 69.52% | 0.055636
| Other vegetal and agricultural waste | 69.16% | 0.06117
| Other vegetal and agricultural waste | 69.16% | 0.061704
| Other vegetal and agricultural waste | 69.16% | 0.061217
| Other vegetal and agricultural waste | 68.87% | 0.034208
| Other vegetal and agricultural waste | 68.78% | 0.050983
| Other vegetal and agricultural waste | 68.71% | 0.044045
| Other vegetal and agricultural waste | 68.71% | 0.045383
| Other vegetal and agricultural waste | 68.49% | 0.056672
| Other vegetal and agricultural waste | 68.49% | 0.052639
| Other vegetal and agricultural waste | 68.49% | 0.052104
| Other vegetal and agricultural waste | 68.49% | 0.051118
| Other vegetal and agricultural waste | 67.52% | 0.056177
| Other vegetal and agricultural waste | 67.5% | 0.082785
| Other vegetal and agricultural waste | 67.5% | 0.055412
| Other vegetal and agricultural waste | 67.32% | 0.051527
| Other vegetal and agricultural waste | 66.97% | 0.054562
| Other vegetal and agricultural waste | 66.7% | 0.085345
| Other vegetal and agricultural waste | 66.62% | 0.05595
| Other vegetal and agricultural waste | 66.41% | 0.050085
| Other vegetal and agricultural waste | 65.82% | 0.053943
| Other vegetal and agricultural waste | 65.31% | 0.066756
| Other vegetal and agricultural waste | 65.3% | 0.064362
| Other vegetal and agricultural waste | 65.3% | 0.058064
| Other vegetal and agricultural waste | 65.3% | 0.057272
| Other vegetal and agricultural waste | 65.3% | 0.057138
| Other vegetal and agricultural waste | 65.3% | 0.056584
| Other vegetal and agricultural waste | 65.3% | 0.055717
| Other vegetal and agricultural waste | 65.3% | 0.055332
| Other vegetal and agricultural waste | 65.3% | 0.055158
| Other vegetal and agricultural waste | 65.3% | 0.054996
| Other vegetal and agricultural waste | 65.3% | 0.054703
| Other vegetal and agricultural waste | 65.3% | 0.054582
| Other vegetal and agricultural waste | 65.3% | 0.054371
| Other vegetal and agricultural waste | 65.3% | 0.054142
| Other vegetal and agricultural waste | 65.3% | 0.053845
| Other vegetal and agricultural waste | 65.3% | 0.053727
| Other vegetal and agricultural waste | 65.3% | 0.05357
| Other vegetal and agricultural waste | 65.3% | 0.050956
| Other vegetal and agricultural waste | 65.3% | 0.061874
| Other vegetal and agricultural waste | 65.3% | 0.06022
| Other vegetal and agricultural waste | 65.3% | 0.057275
| Other vegetal and agricultural waste | 65.3% | 0.056415
| Other vegetal and agricultural waste | 65.3% | 0.055847
| Other vegetal and agricultural waste | 65.3% | 0.054352
| Other vegetal and agricultural waste | 65.3% | 0.05399
| Other vegetal and agricultural waste | 65.3% | 0.052767
| Other vegetal and agricultural waste | 65.3% | 0.051925
| Other vegetal and agricultural waste | 65.1% | 0.07413
| Other vegetal and agricultural waste | 65.1% | 0.065107
| Other vegetal and agricultural waste | 65.1% | 0.061643
| Other vegetal and agricultural waste | 65.1% | 0.058968
| Other vegetal and agricultural waste | 65.1% | 0.057139
| Other vegetal and agricultural waste | 65.1% | 0.056114
| Other vegetal and agricultural waste | 65.1% | 0.048875
| Other vegetal and agricultural waste | 65.1% | 0.035048
| Other vegetal and agricultural waste | 65.09% | 0.055423
| Other vegetal and agricultural waste | 65% | 0.052815
| Other vegetal and agricultural waste | 64.69% | 0.071502
| Other vegetal and agricultural waste | 64.61% | 0.057708
| Other vegetal and agricultural waste | 64.28% | 0.041071
| Other vegetal and agricultural waste | 64.18% | 0.065804
| Other vegetal and agricultural waste | 64.11% | 0.16909
| Other vegetal and agricultural waste | 64.11% | 0.17088
| Other vegetal and agricultural waste | 63.93% | 0.069514
| Other vegetal and agricultural waste | 63.83% | 0.05742
| Other vegetal and agricultural waste | 63.81% | 0.055395
| Other vegetal and agricultural waste | 63.81% | 0.054313
| Other vegetal and agricultural waste | 63.81% | 0.052104
| Other vegetal and agricultural waste | 63.7% | 0.053318
| Other vegetal and agricultural waste | 63.65% | 0.055576
| Other vegetal and agricultural waste | 63.65% | 0.055245
| Other vegetal and agricultural waste | 63.65% | 0.053253
| Other vegetal and agricultural waste | 63.58% | 0.056821
| Other vegetal and agricultural waste | 63.29% | 0.044042
| Other vegetal and agricultural waste | 63.11% | 0.045296
| Other vegetal and agricultural waste | 63.07% | 0.063606
| Other vegetal and agricultural waste | 63.07% | 0.062071
| Other vegetal and agricultural waste | 63% | 0.07692
| Other vegetal and agricultural waste | 63% | 0.075828
| Other vegetal and agricultural waste | 63% | 0.060412
| Other vegetal and agricultural waste | 63% | 0.057612
| Other vegetal and agricultural waste | 63% | 0.054935
| Other vegetal and agricultural waste | 62.93% | 0.059964
| Other vegetal and agricultural waste | 62.79% | 0.066923
| Other vegetal and agricultural waste | 62.62% | 0.058118
| Other vegetal and agricultural waste | 62.02% | 0.056297
| Other vegetal and agricultural waste | 61.83% | 0.032747
| Other vegetal and agricultural waste | 61.64% | 0.050741
| Other vegetal and agricultural waste | 61.64% | 0.045241
| Other vegetal and agricultural waste | 61.64% | 0.069436
| Other vegetal and agricultural waste | 61.64% | 0.064744
| Other vegetal and agricultural waste | 61.64% | 0.060696
| Other vegetal and agricultural waste | 61.64% | 0.057177
| Other vegetal and agricultural waste | 61.64% | 0.056499
| Other vegetal and agricultural waste | 61.64% | 0.052703
| Other vegetal and agricultural waste | 61.64% | 0.051794
| Other vegetal and agricultural waste | 61.64% | 0.04561
| Other vegetal and agricultural waste | 61.6% | 0.058587
| Other vegetal and agricultural waste | 61.27% | 0.04846
| Other vegetal and agricultural waste | 61.24% | 0.048479
| Other vegetal and agricultural waste | 61.19% | 0.061031
| Other vegetal and agricultural waste | 61.03% | 0.059207
| Other vegetal and agricultural waste | 60.88% | 0.037414
| Other vegetal and agricultural waste | 60.62% | 0.053947
| Other vegetal and agricultural waste | 60.41% | 0.053773
| Other vegetal and agricultural waste | 60.32% | 0.037698
| Other vegetal and agricultural waste | 60.27% | 0.063301
| Other vegetal and agricultural waste | 60.27% | 0.063056
| Other vegetal and agricultural waste | 60.27% | 0.062315
| Other vegetal and agricultural waste | 60.27% | 0.061797
| Other vegetal and agricultural waste | 60.27% | 0.059157
| Other vegetal and agricultural waste | 60.27% | 0.058764
| Other vegetal and agricultural waste | 60.27% | 0.058431
| Other vegetal and agricultural waste | 60.27% | 0.058301
| Other vegetal and agricultural waste | 60.27% | 0.056821
| Other vegetal and agricultural waste | 59.93% | 0.056679
| Other vegetal and agricultural waste | 59.93% | 0.056372
| Other vegetal and agricultural waste | 59.93% | 0.055013
| Other vegetal and agricultural waste | 59.6% | 0.060343
| Other vegetal and agricultural waste | 59.59% | 0.061085
| Other vegetal and agricultural waste | 59.59% | 0.051207
| Other vegetal and agricultural waste | 59.59% | 0.060476
| Other vegetal and agricultural waste | 58.98% | 0.07027
| Other vegetal and agricultural waste | 58.98% | 0.06102
| Other vegetal and agricultural waste | 58.9% | 0.072261
| Other vegetal and agricultural waste | 58.32% | 0.058993
| Other vegetal and agricultural waste | 58.22% | 0.074745
| Other vegetal and agricultural waste | 58.22% | 0.060044
| Other vegetal and agricultural waste | 57.86% | 0.061457
| Other vegetal and agricultural waste | 57.76% | 0.071895
| Other vegetal and agricultural waste | 57.76% | 0.068369
| Other vegetal and agricultural waste | 57.53% | 0.05884
| Other vegetal and agricultural waste | 57.39% | 0.050739
| Other vegetal and agricultural waste | 57.29% | 0.058454
| Other vegetal and agricultural waste | 57.13% | 0.063467
| Other vegetal and agricultural waste | 57.08% | 0.074035
| Other vegetal and agricultural waste | 56.96% | 0.059931
| Other vegetal and agricultural waste | 56.78% | 0.035214
| Other vegetal and agricultural waste | 56.16% | 0.063986
| Other vegetal and agricultural waste | 56% | 0.067888
| Other vegetal and agricultural waste | 55.25% | 0.070301
| Other vegetal and agricultural waste | 55.25% | 0.067242
| Other vegetal and agricultural waste | 55.25% | 0.06272
| Other vegetal and agricultural waste | 55.25% | 0.061568
| Other vegetal and agricultural waste | 55.18% | 0.066621
| Other vegetal and agricultural waste | 55.18% | 0.066575
| Other vegetal and agricultural waste | 54.94% | 0.093955
| Other vegetal and agricultural waste | 54.75% | 0.062726
| Other vegetal and agricultural waste | 54.75% | 0.061083
| Other vegetal and agricultural waste | 54.62% | 0.063592
| Other vegetal and agricultural waste | 54% | 0.065156
| Other vegetal and agricultural waste | 53.31% | 0.071107
| Other vegetal and agricultural waste | 53.27% | 0.051374
| Other vegetal and agricultural waste | 52.74% | 0.062006
| Other vegetal and agricultural waste | 51.11% | 0.049749
| Other vegetal and agricultural waste | 50.39% | 0.063968
| Other vegetal and agricultural waste | 49.94% | 0.077689
| Other vegetal and agricultural waste | 48.89% | 0.087776
| Other vegetal and agricultural waste | 46.41% | 0.055109
| Other vegetal and agricultural waste | 45.66% | 0.079725
| Other vegetal and agricultural waste | 45.61% | 0.071411
| Other vegetal and agricultural waste | 44.34% | 0.13047
| Other vegetal and agricultural waste | 43.4% | 0.067813
| Other vegetal and agricultural waste | 42.62% | 0.14227
| Other vegetal and agricultural waste | 37.09% | 0.11266
| Other vegetal and agricultural waste | 22.83% | 0.25009
| Other vegetal and agricultural waste | 19.43% | 0.13962
| Rice husks | 92% | 0.072639
| Rice husks | 90.47% | 0.061476
| Rice husks | 90.41% | 0.1385
| Rice husks | 90.41% | 0.040144
| Rice husks | 90.41% | 0.054169
| Rice husks | 90.41% | 0.038791
| Rice husks | 90.41% | 0.033588
| Rice husks | 90.41% | 0.030721
| Rice husks | 90.37% | 0.047754
| Rice husks | 90% | 0.075723
| Rice husks | 88.6% | 0.061465
| Rice husks | 88.15% | 0.058322
| Rice husks | 86.3% | 0.042879
| Rice husks | 85% | 0.062737
| Rice husks | 84.45% | 0.044451
| Rice husks | 83.33% | 0.049702
| Rice husks | 82.64% | 0.044642
| Rice husks | 82.6% | 0.053025
| Rice husks | 82.19% | 0.047378
| Rice husks | 82% | 0.090075
| Rice husks | 82% | 0.086071
| Rice husks | 81.95% | 0.065802
| Rice husks | 81.37% | 0.069373
| Rice husks | 81.37% | 0.051816
| Rice husks | 81.28% | 0.047645
| Rice husks | 81.18% | 0.067878
| Rice husks | 81% | 0.074121
| Rice husks | 80% | 0.10401
| Rice husks | 80% | 0.049066
| Rice husks | 80% | 0.04156
| Rice husks | 78.3% | 0.070547
| Rice husks | 77.26% | 0.058732
| Rice husks | 76.33% | 0.076834
| Rice husks | 76.09% | 0.056718
| Rice husks | 75.84% | 0.073642
| Rice husks | 73.24% | 0.054374
| Rice husks | 73.23% | 0.046998
| Rice husks | 73.06% | 0.068761
| Rice husks | 73.06% | 0.065805
| Rice husks | 73.06% | 0.047377
| Rice husks | 72.33% | 0.056298
| Rice husks | 72.33% | 0.048107
| Rice husks | 72.33% | 0.044825
| Rice husks | 72.33% | 0.051984
| Rice husks | 72.27% | 0.045007
| Rice husks | 72% | 0.043855
| Rice husks | 71.61% | 0.048308
| Rice husks | 71.2% | 0.058158
| Rice husks | 70% | 0.048232
| Rice husks | 70% | 0.06051
| Rice husks | 70% | 0.057242
| Rice husks | 70% | 0.055488
| Rice husks | 70% | 0.055455
| Rice husks | 70% | 0.055104
| Rice husks | 70% | 0.048935
| Rice husks | 70% | 0.046236
| Rice husks | 70% | 0.043032
| Rice husks | 70% | 0.036105
| Rice husks | 69.35% | 0.049971
| Rice husks | 69.16% | 0.044572
| Rice husks | 68.01% | 0.051448
| Rice husks | 67.81% | 0.074346
| Rice husks | 67.81% | 0.051253
| Rice husks | 67.81% | 0.04441
| Rice husks | 67.07% | 0.054359
| Rice husks | 66.58% | 0.057112
| Rice husks | 65.74% | 0.050529
| Rice husks | 65.64% | 0.070772
| Rice husks | 65.3% | 0.055367
| Rice husks | 65.3% | 0.036437
| Rice husks | 65.26% | 0.033211
| Rice husks | 65.21% | 0.06826
| Rice husks | 65.14% | 0.03237
| Rice husks | 65.1% | 0.049885
| Rice husks | 65.09% | 0.049455
| Rice husks | 65.07% | 0.13459
| Rice husks | 65% | 0.060596
| Rice husks | 65% | 0.057737
| Rice husks | 65% | 0.056508
| Rice husks | 64.37% | 0.053011
| Rice husks | 63.93% | 0.033572
| Rice husks | 63.7% | 0.056676
| Rice husks | 63.66% | 0.051281
| Rice husks | 63.65% | 0.0485
| Rice husks | 63.43% | 0.05638
| Rice husks | 63.06% | 0.060845
| Rice husks | 63% | 0.073179
| Rice husks | 63% | 0.071674
| Rice husks | 61.48% | 0.045182
| Rice husks | 61% | 0.058254
| Rice husks | 60.88% | 0.047537
| Rice husks | 60.29% | 0.062721
| Rice husks | 60.27% | 0.061976
| Rice husks | 60.27% | 0.067021
| Rice husks | 60.27% | 0.062832
| Rice husks | 60.27% | 0.062744
| Rice husks | 60.27% | 0.062647
| Rice husks | 60.27% | 0.06156
| Rice husks | 60.27% | 0.061411
| Rice husks | 60.27% | 0.06092
| Rice husks | 60.27% | 0.060441
| Rice husks | 60.27% | 0.059653
| Rice husks | 60.27% | 0.058923
| Rice husks | 60.27% | 0.058019
| Rice husks | 58.22% | 0.063825
| Rice husks | 58.22% | 0.082122
| Rice husks | 57.31% | 0.076547
| Rice husks | 57.09% | 0.062022
| Rice husks | 55.34% | 0.06453
| Rice husks | 53.51% | 0.069464
| Rice husks | 48.52% | 0.051943
| Rice husks | 48.04% | 0.046249
| Rice husks | 33.09% | 0.084659
| Renewable Municipal Waste | 93% | 0.20672
| Renewable Municipal Waste | 93% | 0.17938
| Renewable Municipal Waste | 93% | 0.16853
| Renewable Municipal Waste | 93% | 0.15219
| Renewable Municipal Waste | 93% | 0.13163
| Renewable Municipal Waste | 93% | 0.12591
| Renewable Municipal Waste | 93% | 0.10953
| Renewable Municipal Waste | 92.67% | 0.1714
| Renewable Municipal Waste | 92.06% | 0.13085
| Renewable Municipal Waste | 91.32% | 0.11738
| Renewable Municipal Waste | 91.32% | 0.18399
| Renewable Municipal Waste | 86.6% | 0.25555
| Renewable Municipal Waste | 86.6% | 0.23608
| Renewable Municipal Waste | 86.6% | 0.23054
| Renewable Municipal Waste | 86.6% | 0.21516
| Renewable Municipal Waste | 86.6% | 0.18586
| Renewable Municipal Waste | 86.6% | 0.17574
| Renewable Municipal Waste | 86.6% | 0.1745
| Renewable Municipal Waste | 86.6% | 0.16939
| Renewable Municipal Waste | 86.6% | 0.14697
| Renewable Municipal Waste | 86.6% | 0.13605
| Renewable Municipal Waste | 86.6% | 0.050265
| Renewable Municipal Waste | 86.6% | 0.040123
| Renewable Municipal Waste | 82% | 0.093062
| Renewable Municipal Waste | 80% | 0.055166
| Renewable Municipal Waste | 79% | 0.043344
| Renewable Municipal Waste | 77% | 0.10943
| Renewable Municipal Waste | 77% | 0.04253
| Renewable Municipal Waste | 75% | 0.072061
| Renewable Municipal Waste | 75% | 0.053916
| Renewable Municipal Waste | 75% | 0.049572
| Renewable Municipal Waste | 75% | 0.046229
| Renewable Municipal Waste | 74% | 0.15763
| Renewable Municipal Waste | 66% | 0.15415
| Renewable Municipal Waste | 66% | 0.15066
| Renewable Municipal Waste | 66% | 0.10122
| Renewable Municipal Waste | 65% | 0.1448
| Renewable Municipal Waste | 65% | 0.10431
| Renewable Municipal Waste | 64.94% | 0.044517
| Renewable Municipal Waste | 63% | 0.069265
| Renewable Municipal Waste | 63% | 0.054054
| Renewable Municipal Waste | 57% | 0.14908
| Renewable Municipal Waste | 56.32% | 0.060079
| Renewable Municipal Waste | 42.24% | 0.10795
| Wood waste | 95% | 0.069349
| Wood waste | 94.29% | 0.10664
| Wood waste | 93.31% | 0.15571
| Wood waste | 93% | 0.18388
| Wood waste | 93% | 0.13283
| Wood waste | 93% | 0.11699
| Wood waste | 93% | 0.11523
| Wood waste | 93% | 0.11436
| Wood waste | 93% | 0.10879
| Wood waste | 93% | 0.10047
| Wood waste | 93% | 0.095889
| Wood waste | 93% | 0.09419
| Wood waste | 93% | 0.093983
| Wood waste | 93% | 0.087893
| Wood waste | 93% | 0.077673
| Wood waste | 93% | 0.074076
| Wood waste | 93% | 0.072243
| Wood waste | 93% | 0.070605
| Wood waste | 93% | 0.068863
| Wood waste | 93% | 0.06864
| Wood waste | 93% | 0.064566
| Wood waste | 93% | 0.063794
| Wood waste | 93% | 0.058944
| Wood waste | 93% | 0.057973
| Wood waste | 93% | 0.052532
| Wood waste | 93% | 0.051448
| Wood waste | 93% | 0.041578
| Wood waste | 91.9% | 0.15088
| Wood waste | 91.78% | 0.070054
| Wood waste | 91.32% | 0.077913
| Wood waste | 90.94% | 0.032288
| Wood waste | 90% | 0.11657
| Wood waste | 90% | 0.096631
| Wood waste | 89.2% | 0.12438
| Wood waste | 88.53% | 0.090937
| Wood waste | 88% | 0.070883
| Wood waste | 87.94% | 0.075103
| Wood waste | 86.76% | 0.056705
| Wood waste | 86.6% | 0.1791
| Wood waste | 86.6% | 0.16821
| Wood waste | 86.6% | 0.15367
| Wood waste | 86.6% | 0.14466
| Wood waste | 86.6% | 0.14433
| Wood waste | 86.6% | 0.1388
| Wood waste | 86.6% | 0.12158
| Wood waste | 86.6% | 0.10178
| Wood waste | 86.6% | 0.099579
| Wood waste | 86.6% | 0.082569
| Wood waste | 86.6% | 0.082101
| Wood waste | 85.68% | 0.072832
| Wood waste | 85% | 0.076608
| Wood waste | 85% | 0.072529
| Wood waste | 85% | 0.065065
| Wood waste | 84.58% | 0.044077
| Wood waste | 83.9% | 0.054833
| Wood waste | 83.52% | 0.11219
| Wood waste | 83.17% | 0.083835
| Wood waste | 83.02% | 0.052757
| Wood waste | 82.8% | 0.054479
| Wood waste | 82.74% | 0.097007
| Wood waste | 82.58% | 0.085482
| Wood waste | 82% | 0.091274
| Wood waste | 82% | 0.09024
| Wood waste | 82% | 0.087467
| Wood waste | 81.74% | 0.040377
| Wood waste | 81.34% | 0.13654
| Wood waste | 80.46% | 0.18457
| Wood waste | 80.03% | 0.18777
| Wood waste | 80% | 0.26154
| Wood waste | 80% | 0.1857
| Wood waste | 80% | 0.15214
| Wood waste | 80% | 0.14205
| Wood waste | 80% | 0.07895
| Wood waste | 80% | 0.0727
| Wood waste | 80% | 0.064684
| Wood waste | 80% | 0.048952
| Wood waste | 79.15% | 0.055634
| Wood waste | 76.34% | 0.065159
| Wood waste | 76.15% | 0.07705
| Wood waste | 76.14% | 0.060553
| Wood waste | 76.1% | 0.15874
| Wood waste | 76.1% | 0.090849
| Wood waste | 75.39% | 0.056717
| Wood waste | 75.27% | 0.085174
| Wood waste | 75.27% | 0.082442
| Wood waste | 75.27% | 0.081187
| Wood waste | 75.27% | 0.08008
| Wood waste | 75.09% | 0.058996
| Wood waste | 75% | 0.15412
| Wood waste | 75% | 0.12256
| Wood waste | 75% | 0.103
| Wood waste | 75% | 0.096983
| Wood waste | 75% | 0.095903
| Wood waste | 75% | 0.088322
| Wood waste | 75% | 0.08586
| Wood waste | 75% | 0.084478
| Wood waste | 75% | 0.082903
| Wood waste | 75% | 0.077743
| Wood waste | 75% | 0.055723
| Wood waste | 74.79% | 0.14136
| Wood waste | 74.2% | 0.069525
| Wood waste | 74.2% | 0.19728
| Wood waste | 74.2% | 0.047647
| Wood waste | 74.2% | 0.048138
| Wood waste | 74.16% | 0.053583
| Wood waste | 74% | 0.15766
| Wood waste | 73.82% | 0.062947
| Wood waste | 72.86% | 0.055656
| Wood waste | 72% | 0.11353
| Wood waste | 72% | 0.097916
| Wood waste | 72% | 0.034795
| Wood waste | 70% | 0.035807
| Wood waste | 69.08% | 0.078073
| Wood waste | 68.74% | 0.0584
| Wood waste | 68.49% | 0.041015
| Wood waste | 66% | 0.29106
| Wood waste | 66% | 0.16984
| Wood waste | 66% | 0.12211
| Wood waste | 66% | 0.12042
| Wood waste | 64.83% | 0.055475
| Wood waste | 64.3% | 0.059824
| Wood waste | 61.15% | 0.21395
| Wood waste | 60.27% | 0.042314
| Wood waste | 60.27% | 0.047597
| Wood waste | 60.27% | 0.046009
| Wood waste | 60% | 0.043018
| Wood waste | 57% | 0.10153
| Wood waste | 57% | 0.036955
| Wood waste | 56.81% | 0.067804
| Wood waste | 54.79% | 0.16532
| Wood waste | 52.36% | 0.057425
| Wood waste | 52.32% | 0.1815
| Wood waste | 50.61% | 0.062215
| Wood waste | 47.95% | 0.13452
| Wood waste | 47.04% | 0.06819
| Wood waste | 40.22% | 0.045553
| Wood waste | 18.26% | 0.21246

## Table 8.1
Table 8.1: Project weighted average capacity factors of bioenergy fired power generation projects, 2000-2022
2000-2022
|  | 5th percentile (%) | Weighted average (%) | 95th percentile (%)
| China | 39 | 66 | 82
| Europe | 52 | 81 | 93
| India | 32 | 68 | 86
| North America | 43 | 85 | 94
| Rest of the world | 30 | 68 | 91

## Table A1.1
Table A1.1 Standardised assumptions for LCOE calculations
| Technology | Economic life (years) | Weighted average cost of capital (real)
|  |  | OECD and China | Rest of the world
| Wind power | 25 | 7.5% in 2010 falling to 5% in 2020 | 10% in 2010 falling to 7.5% in 2020
| Solar PV | 25
| CSP | 25
| Hydropower | 30
| Biomass for power | 20
| Geothermal | 25

## Fig A1.1
Figure A1.1 Country and technology-specific real after-tax WACC assumptions for 2021 and 2022
| Country | Solar PV | Country | Onshore wind | Country | Offshore wind
| Algeria | 11.4% | Algeria | 11.37% | Belgium | 3.517%
| Argentina | 13.8% | Argentina | 13.8% | China | 4.926%
| Australia | 2.9% | Australia | 2.92% | Denmark | 1.508%
| Austria | 3.4% | Austria | 2.45% | France | 4.72%
| Azerbaijan | 7% | Azerbaijan | 6.96% | Germany | 2.919%
| Bangladesh | 6.8% | Bangladesh | 6.84% | Italy | 6.149%
| Belarus | 9.9% | Belarus | 9.93% | Japan | 4.743%
| Belgium | 1.9% | Belgium | 3.52% | Korea | 4.769%
| Bolivia | 8.7% | Bolivia | 8.7% | Norway | 4.467%
| Bosnia and Herzegovina | 10.4% | Bosnia and Herzegovina | 10.45% | Poland | 5.248%
| Brazil | 6.3% | Brazil | 4.9% | Sweden | 4.509%
| Bulgaria | 4.8% | Bulgaria | 4% | Taiwan | 5.017%
| Burkina Faso | 5.8% | Burkina Faso | 8.52% | UK | 2.04%
| Canada | 4.3% | Canada | 3.02% | USA | 4.319%
| Chile | 3.5% | Chile | 4.54% | Viet Nam | 7.449%
| China | 2.5% | China | 2.46%
| Colombia | 5.6% | Colombia | 5.63%
| Costa Rica | 6.4% | Costa Rica | 5.56%
| Croatia | 5.3% | Croatia | 5.07%
| Cuba | 11.6% | Cuba | 11.64%
| Cyprus | 4.9% | Cyprus | 4.38%
| Czechia | 3.7% | Czechia | 5.05%
| Denmark | 2.1% | Denmark | 1.51%
| Dominican Republic | 5.6% | Dominican Republic | 7.06%
| Ecuador | 12.2% | Ecuador | 12.22%
| Egypt | 8.8% | Egypt | 8.84%
| El Salvador | 6.3% | El Salvador | 9.17%
| Estonia | 5.1% | Estonia | 5.1%
| Ethiopia | 8.4% | Ethiopia | 5.63%
| Finland | 4.8% | Finland | 1.86%
| France | 1.8% | France | 1.76%
| Germany | 1.3% | Germany | 1.32%
| Ghana | 9.5% | Ghana | 9.49%
| Greece | 4.1% | Greece | 4.09%
| Guatemala | 6.3% | Guatemala | 6.34%
| Honduras | 4.6% | Honduras | 5.99%
| Hungary | 3.7% | Hungary | 3.66%
| India | 5.9% | India | 5.9%
| Indonesia | 6% | Indonesia | 5.99%
| Iran | 11.4% | Iran | 11.45%
| Iraq | 9.6% | Iraq | 9.57%
| Ireland | 5.5% | Ireland | 2.82%
| Israel | 3.7% | Israel | 5%
| Italy | 3.1% | Italy | 3.34%
| Jamaica | 7.2% | Jamaica | 7.21%
| Japan | 2.3% | Japan | 4.74%
| Jordan | 8.2% | Jordan | 8.18%
| Kazakhstan | 6.3% | Kazakhstan | 6.31%
| Kenya | 8.4% | Kenya | 5.63%
| Kuwait | 5.3% | Kuwait | 5.26%
| Latvia | 5.5% | Latvia | 5.5%
| Lebanon | 21% | Lebanon | 21%
| Lithuania | 5.7% | Lithuania | 2.63%
| Luxembourg | 3.1% | Luxembourg | 3.06%
| Malaysia | 5.4% | Malaysia | 5.36%
| Malta | 1.8% | Malta | 4.7%
| Mauritius | 4.6% | Mauritius | 6.01%
| Mexico | 7.2% | Mexico | 3.62%
| Mongolia | 8% | Mongolia | 6.66%
| Montenegro | 8.8% | Montenegro | 5.58%
| Morocco | 6.7% | Morocco | 6.08%
| Myanmar | 9.5% | Myanmar | 9.49%
| Namibia | 4.2% | Namibia | 6.86%
| Netherlands | 1.4% | Netherlands | 2.49%
| New Zealand | 4.3% | New Zealand | 2.98%
| Nicaragua | 9.2% | Nicaragua | 6.25%
| Norway | 4.5% | Norway | 4.47%
| Pakistan | 9.2% | Pakistan | 9.23%
| Panama | 4.3% | Panama | 4.27%
| Peru | 5.2% | Peru | 5.16%
| Philippines | 5.7% | Philippines | 5.67%
| Poland | 3.9% | Poland | 3.33%
| Portugal | 4.2% | Portugal | 3.19%
| Romania | 5.1% | Romania | 5.69%
| Russia | 6.3% | Russia | 6.31%
| Rwanda | 5.6% | Rwanda | 8.4%
| Saudi Arabia | 6.2% | Saudi Arabia | 6.22%
| Senegal | 4.3% | Senegal | 6.96%
| Singapore | 4.6% | Singapore | 4.62%
| Slovakia | 3.8% | Slovakia | 5.18%
| Slovenia | 4.2% | Slovenia | 5.54%
| South Africa | 5.2% | South Africa | 6.6%
| Spain | 3.6% | Spain | 3.11%
| Sri Lanka | 10.3% | Sri Lanka | 10.34%
| Sweden | 3.2% | Sweden | 3.46%
| Switzerland | 1.7% | Switzerland | 4.68%
| Taiwan | 3.7% | Taiwan | 5.02%
| Thailand | 4.5% | Thailand | 5.82%
| Tunisia | 9.3% | Tunisia | 9.28%
| Türkiye | 7.5% | Türkiye | 7.52%
| Uganda | 6.9% | Uganda | 8.4%
| UK | 2% | UK | 2.6%
| Ukraine | 9.9% | Ukraine | 9.93%
| United Arab Emirates | 5.6% | United Arab Emirates | 5.57%
| Uruguay | 4.2% | Uruguay | 3.02%
| USA | 4.3% | USA | 3%
| Venezuela | 18.7% | Venezuela | 18.71%
| Viet Nam | 6% | Viet Nam | 5.08%
| Yemen | 17.2% | Yemen | 20.6%

## Table A1.2
Table A1.2 O&M cost assumptions for the LCOE calculation of onshore wind projects
| Country | 2022 USD/kW/year
| Sweden | 36
| Ireland | 30
| Germany | 43
| Denmark | 30
| United States | 26
| Norway | 36
| Japan | 81
| Brazil | 24
| Canada | 35
| Mexico | 44
| Spain | 26
| United Kingdom | 37
| France | 47
| China | 26
| India | 21
| Australia | 34
| Other OECD | 36
| Other non-OECD | 31

## Table A1.3
Table A1.4 O&M cost assumptions for the LCOE calculation of PV projects
| Year | OECD 2022 USD/kW/year | Non-OECD 2022 USD/kW/year
| 2010 | 27.1 | 25.6
| 2011 | 24 | 23.5
| 2012 | 23.4 | 18.2
| 2013 | 22.9 | 15.3
| 2014 | 22.4 | 13.7
| 2015 | 21.7 | 12.4
| 2016 | 21.1 | 11.3
| 2017 | 21.5 | 10.9
| 2018 | 20.1 | 10.4
| 2019 | 19.2 | 9.9
| 2020 | 18.2 | 9.6
| 2021 | 18.2 | 9.6
| 2022 | 17.8 | 9.2

## Table A1.4
Table A1.4 O&M cost assumptions for the LCOE calculation of offshore wind projects
| Country | 2022 USD/kW/year
| Belgium | 76
| Denmark | 69
| Netherlands | 80
| Germany | 77
| United Kingdom | 74
| France | 80
| China | 52
| United States | 70
| Japan | 127
| Other OECD | 75
| Other non-OECD | 62